## Cover
HMS Project No. 26013
STATE OF ALASKA
DRAFT ESCALATION COST STUDY
MODEL SCHOOL BUILDING
ANCHORAGE, ALASKA (BASE)
APRIL 2026
4103 Minnesota Drive • Anchorage, Alaska 99503 p: 907.561.1653 • f: 907.562.0420 • e: mail@hmsalaska.com

## Notes-GFA
MODIFICATIONS BASED ON THE FOLLOWING
LABOR RATES
A.S. Title 36 Minimum Rates of Pay for Laborers and Mechanics, Pamphlet No. 600, Issue 52, effective April 1, 2026.
SBS RATES
Price List February 2026.
PLUMBING PIPING
Ferguson, February 2026; RSMeans 2026; Google product searches.
CONCRETE
Anchorage Sand & Gravel, Spring 2026 based on standard 4,000 lb., 5 1/2 sack mix, 4,000 psi design strength, no air entrainment.
ELECTRICAL WIRE/CONDUIT
Crescent Electric and North Coast Electric, February 2026.
Light fixture pricing is based on review of recent lighting quotes, RSMeans 2026, and Google product searches.
STRUCTURAL STEEL
Steel Fab of Anchorage, Alaska, March 2026.
Bar Joists and Metal Deck, Andy Milner Company, March 2026.

## Escalation Index
ALASKAN CONSTRUCTION ESCALATION INDEX
| Base Year 1980 | Estimated Basis for Calculations | 100.00
| 1980 | 1038604 | 100
| 1981 | 1084425 | 104.4
| 1982 | 1125068 | 107.7
| 1983 | 1200180 | 115.6
| 1984 | 1231503 | 118.6
| 1985 | 1222949 | 117.7
| 1986 | 1261102 | 121.4
| 1987 | 1277361 | 123
| 1988 | 1296492 | 124.8
| 1989 | 1312471 | 126.4
| 1990 | 1368466 | 131.8
| 1991 | 1394828 | 134.3
| 1992 | 1441972 | 138.8
| 1993 | 1488141 | 143.3
| 1994 | 1499924 | 144.4
| 1995 | 1488894 | 143.4
| 1996 | 1518343 | 146.2
| 1997* | 5895775 | 146.7
| 1998* | 6038745 | 149.12
| 1999* | 6146839 | 150.96
| 2000* | 6243856 | 152.6
| 2001* | 6357677 | 154.53
| 2002* | 6829911 | 162.54
| 2003* | 7053768 | 166.34
| 2004* | 7999739 | 176.57
| 2005* | 8719586 | 188.55
| 2006* | 9629545 | 198.41
| 2007* | 10306665 | 205.73
| 2008** | 12742474 | 208.59
| 2009** | 12865338 | 209.55
| 2010** | 13228267 | 212.38
| 2011** | 13742935 | 216.27
| 2012** | 14073498 | 218.67
| 2013** | 14664252 | 222.87
| 2014** | 15245384 | 223.78
| 2015** | 15470256 | 228.32
| 2016** | 15414300 | 227.96
| 2017** | 15714707 | 229.91
| 2018*** | 16696141 | 236.16
| 2019*** | 16932962 | 237.58
| 2020*** | 17255758 | 239.49
| 2021*** | 18537450 | 246.92
| 2022 | 21343029 | 262.23
| 2023 | 22276520 | 266.6
| 2024 | 24147110 | 275
| 2025 | 25448744 | 280.39
| 2026 | 27692652 | 289.21
* | These are a representative project which was updated in 1997 through 2007 to reflect, at that time, changes for a representative
project including technological developments.
** | Improved school including current IT electrical installation, steel structure and other improvements.
*** | Improved school including incorporation of ASHRAE 90.1 envelope requirements.

## Summary
MODEL SCHOOL ESCALATION COST SUMMARY
|  | Material | Labor | Total
| 01 - SITE | 1627157 | 697519 | 2324676
| 02 - SUBSTRUCTURE | 538084 | 598574 | 1136658
| 03 - SUPERSTRUCTURE | 3252827 | 712032 | 3964859
| 04 - EXTERIOR CLOSURE | 1204126 | 666325 | 1870451
| 05 - ROOF SYSTEMS | 1311851 | 809950 | 2121801
| 06 - INTERIORS | 1830768 | 1099908 | 2930676
| 07 - CONVEYORS | 0 | 0 | 0
| 08 - MECHANICAL | 2635116 | 1322523 | 3957639
| 09 - ELECTRICAL | 1145370 | 1009299 | 2154669
| 10 - EQUIPMENT AND FURNISHINGS | 199260 | 26188 | 225448
| 11 - SPECIAL CONDITIONS | 0 | 0 | 0
| SUBTOTAL: | 13744559 | 6942318 | 20686877
| 12 - GENERAL CONDITIONS |  |  | 4488261
| SUBTOTAL: |  |  | 25175138
| 13 - CONTINGENCIES |  |  | 2517514
| TOTAL ESTIMATED CONSTRUCTION COST: |  |  | 27692652
| COST PER SQUARE FOOT: |  |  | 668.9 | /SF
| GROSS FLOOR AREA: |  |  | 41400 | SF

## Check
ELEMENTAL SUMMARY
[6 empty] | Total |  | Cost | Cost
| Code and Building System | Quantity | Unit | Material | Labor | Material/Labor | Total Cost | per Unit | per GSF | %
01 - SITE |  | 3.44 | ACRE |  |  |  | 2324676 | 0 | 56.15 | 8.39%
| 011 - Reserved | 0 | 0 | 0 | 0 | 0 |  | 0 | 0 | 0%
| 012 - Site Preparation | 3.44 | AC | 852581 | 452890 | 1305471 |  | 379497.38 | 31.53 | 4.71%
| 013 - Site Improvements | 77200 | SISF | 530389 | 167888 | 698277 |  | 9.05 | 16.87 | 2.52%
| 014 - Site Structures | 0 | STSF | 0 | 0 | 0 |  | 0 | 0 | 0%
| 015 - Civil/Mechanical Utilities | 490 | CMLF | 184480 | 33541 | 218021 |  | 444.94 | 5.27 | 0.79%
| 016 - Site Electrical | 1002 | SELF | 59707 | 43200 | 102907 |  | 102.7 | 2.49 | 0.37%
| 017 - Off-Site Work | 0 | OWLS | 0 | 0 | 0 |  | 0 | 0 | 0%
02 - SUBSTRUCTURE |  | 40400 | TFSF |  |  |  | 1136658 | 28.14 | 27.46 | 4.1%
021 - Standard Foundations and
| Basements | 40400 | FASF | 287197 | 407920 | 695117 |  | 17.21 | 16.79 | 2.51%
| 022 - Slab on Grade | 40400 | SLSF | 250887 | 190654 | 441541 |  | 10.93 | 10.67 | 1.59%
| 023 - Reserved | 0 | 0 | 0 | 0 | 0 |  | 0 | 0 | 0%
| 024 - Special Foundations | 0 | SFSF | 0 | 0 | 0 |  | 0 | 0 | 0%
03 - SUPERSTRUCTURE |  | 45170 | SSF |  |  |  | 3964859 | 87.78 | 95.77 | 14.32%
| 031 - Floor Structure | 1000 | FSSF | 101914 | 26638 | 128552 |  | 128.55 | 3.11 | 0.46%
| 032 - Roof Structure | 44170 | RSSF | 3150913 | 685394 | 3836307 |  | 86.85 | 92.66 | 13.85%
| 033 - Stairs | 0 | FLT | 0 | 0 | 0 |  | 0 | 0 | 0%
04 - EXTERIOR CLOSURE |  | 27165 | ECSF |  |  |  | 1870451 | 68.86 | 45.18 | 6.75%
| 041 - Exterior Walls and Soffits | 23665 | EWSF | 757182 | 581635 | 1338817 |  | 56.57 | 32.34 | 4.83%
| 042 - Exterior Glazing | 3500 | EGSF | 352902 | 75072 | 427974 |  | 122.28 | 10.34 | 1.55%
| 043 - Exterior Doors | 14 | EDLF | 94042 | 9618 | 103660 |  | 7404.29 | 2.5 | 0.37%
| 044 - Exterior Accessories | 0 | EASF | 0 | 0 | 0 |  | 0 | 0 | 0%
05 - ROOF SYSTEMS |  | 44170 | RSF |  |  |  | 2121801 | 48.04 | 51.25 | 7.66%
| 051 - Pitched Roof | 44170 | PRSF | 1311851 | 809950 | 2121801 |  | 48.04 | 51.25 | 7.66%
| 052 - Flat Roof | 0 | FRSF | 0 | 0 | 0 |  | 0 | 0 | 0%
| 053 - Roof Accessories | 0 | RASF | 0 | 0 | 0 |  | 0 | 0 | 0%
06 - INTERIORS |  | 49500 | PSF |  |  |  | 2930676 | 59.21 | 70.79 | 10.58%
| 061 - Partitions and Soffits | 49500 | PSSF | 276418 | 364112 | 640530 |  | 12.94 | 15.47 | 2.31%
| 062 - Special Partitions | 0 | SPSF | 0 | 0 | 0 |  | 0 | 0 | 0%
| 063 - Interior Openings | 79 | IOEA | 318746 | 68406 | 387152 |  | 4900.66 | 9.35 | 1.4%
| 064 - Special Floors | 0 | RFSF | 0 | 0 | 0 |  | 0 | 0 | 0%
| 065 - Interior Finishes | 190540 | IFSF | 783317 | 536988 | 1320305 |  | 6.93 | 31.89 | 4.77%
| 066 - Specialties | 2255 | SGSF | 452287 | 130402 | 582689 |  | 258.4 | 14.07 | 2.1%
07 - CONVEYORS |  | 0 | CEA |  |  |  | 0 | 0 | 0 | 0%
| 071 - Passenger Conveyors | 0 | STOP | 0 | 0 | 0 |  | 0 | 0 | 0%
| 072 - Material Handling Systems | 0 | MHEA | 0 | 0 | 0 |  | 0 | 0 | 0%
08 - MECHANICAL |  | 8065 | MPLF |  |  |  | 3957639 | 490.72 | 95.6 | 14.29%
| 081 - Plumbing | 85 | PFXT | 202336 | 190121 | 392457 |  | 4617.14 | 9.48 | 1.42%
| 082 - HVAC | 68950 | CFM | 1999139 | 715594 | 2714733 |  | 39.37 | 65.57 | 9.8%
| 083 - Integrated Automation | 160 | IAEA | 277759 | 266030 | 543789 |  | 3398.68 | 13.14 | 1.96%
| 084 - Fire Protection | 41400 | FPSF | 135356 | 144110 | 279466 |  | 6.75 | 6.75 | 1.01%
| 085 - Special Mechanical Systems | 4 | SMPT | 20526 | 6668 | 27194 |  | 6798.5 | 0.66 | 0.1%
09 - ELECTRICAL |  | 2200 | TAMP |  |  |  | 2154669 | 979.4 | 52.05 | 7.78%
| 091 - Service and Distribution | 1600 | SAMP | 83378 | 44534 | 127912 |  | 79.95 | 3.09 | 0.46%
| 092 - Lighting | 732 | LFXT | 365366 | 327811 | 693177 |  | 946.96 | 16.74 | 2.5%
| 093 - Power | 461 | PDEA | 106264 | 177194 | 283458 |  | 614.88 | 6.85 | 1.02%
| 094 - Special Systems | 8 | SEPT | 422394 | 419700 | 842094 |  | 105261.75 | 20.34 | 3.04%
| 095 - Other Electrical Systems | 600 | EAMP | 167968 | 40060 | 208028 |  | 346.71 | 5.02 | 0.75%
10 - EQUIPMENT AND FURNISHINGS |  | 177 | EFEA |  |  |  | 225448 | 1273.72 | 5.45 | 0.81%
| 101 - Equipment | 65 | EQEA | 194490 | 25564 | 220054 |  | 3385.45 | 5.32 | 0.79%
| 102 - Furnishings | 112 | FUEA | 4770 | 624 | 5394 |  | 48.16 | 0.13 | 0.02%
11 - SPECIAL CONDITIONS |  | 0 | SSF |  |  |  | 0 | 0 | 0 | 0%
| 111 - Special Construction | 0 | SCSF | 0 | 0 | 0 |  | 0 | 0 | 0%
| 112 - Special Demolition | 0 | SCSF | 0 | 0 | 0 |  | 0 | 0 | 0%
| 113 - Special Site Conditions | 0 | EWCY | 0 | 0 | 0 |  | 0 | 0 | 0%
SUBTOTAL DIRECT COST: |  | 41400 | GSF | 13744559 | 6942318 | 20686877 | 20686877 | 499.68 | 499.68 | 74.7%
12 - GENERAL CONDITIONS |  | 14 | MOS |  |  |  | 4488261 | 320590 | 108.41 | 16.21%
| 121 - Mobilization/Demobilization | 50 | TONS | 63875 | 28205 | 92080 |  | 1841.6 | 2.22 | 0.33%
| 122 - Site Staff | 14 | MOS | 25000 | 507100 | 532100 |  | 38007.14 | 12.85 | 1.92%
| 123 - Temporary Construction | 14 | MOS | 91640 | 53419 | 145059 |  | 10361.36 | 3.5 | 0.52%
| 124 - Equipment and Tools | 14 | MOS | 121870 | 65812 | 187682 |  | 13405.86 | 4.53 | 0.68%
| 125 - Miscellaneous | 14 | MOS | 86000 | 51966 | 137966 |  | 9854.71 | 3.33 | 0.5%
| 126 - Labor Employment Costs | 0 | DAYS | 0 | 0 | 0 |  | 0 | 0 | 0%
| 127 - Mark-Ups | 14.95% | MU% |  |  | 3393374 |  | N/A | 81.97 | 12.25%
SUBTOTAL PROJECT COSTS: |  | 14 | MOS |  |  |  | 4488261 | 320590 | 108.41 | 16.21%
13 - CONTINGENCIES |  | 10% | TC% |  |  |  | 2517514 |  | 60.81 | 9.09%
| 131 - Estimator's Contingency | 10% | EST |  |  | 2517514 |  | N/A | 60.81 | 9.09%
| 132 - Escalation Contingency | 0% | ESC |  |  | 0 |  | N/A | 0 | 0%
TOTAL CONSTRUCTION COST: |  | 41400 | GSF |  |  |  | 27692652 |  | 668.9 | 100%

## 011 (hidden)
01 - SITE |  |  | MATERIAL/EQUIPMENT |  | LABOR |  | TOTAL | TOTAL
| QUANTITY | UNIT | RATE | TOTAL | HOURS | TOTAL | UNIT RATE | MATERIAL/LABOR
011 - Reserved |  |  | $ | $ |  | $ | $ | $
|  |  |  | 0 |  | 0 | 0 | 0
|  |  |  | 0 |  | 0 | 0 | 0
|  |  |  | 0 |  | 0 | 0 | 0
|  |  |  | 0 |  | 0 | 0 | 0
|  |  |  | 0 |  | 0 | 0 | 0
|  |  |  | 0 |  | 0 | 0 | 0
|  |  |  | 0 |  | 0 | 0 | 0
|  |  |  | 0 |  | 0 | 0 | 0
|  |  |  | 0 |  | 0 | 0 | 0
|  |  |  | 0 |  | 0 | 0 | 0
|  |  |  | 0 |  | 0 | 0 | 0
|  |  |  | 0 |  | 0 | 0 | 0
|  |  |  | 0 |  | 0 | 0 | 0
|  |  |  | 0 |  | 0 | 0 | 0
|  |  |  | 0 |  | 0 | 0 | 0
|  |  |  | 0 |  | 0 | 0 | 0
|  |  |  | 0 |  | 0 | 0 | 0
|  |  |  | 0 |  | 0 | 0 | 0
|  |  |  | 0 |  | 0 | 0 | 0
|  |  |  | 0 |  | 0 | 0 | 0
|  |  |  | 0 |  | 0 | 0 | 0
SUBTOTAL: |  |  |  | 0 |  | 0 |  | 0
Labor Premium Time | 0% |  |  |  |  | 0 |  | 0
|  |  |  | 0 |  | 0 | 0 | 0
|  |  |  | 0 |  | 0 | 0 | 0
|  |  |  | 0 |  | 0 | 0 | 0
|  |  |  | 0 |  | 0 | 0 | 0
|  |  |  | 0 |  | 0 | 0 | 0
|  |  |  | 0 |  | 0 | 0 | 0
TOTAL ESTIMATED COST: |  |  |  | 0 |  | 0 |  | 0

## 012
01 - SITE |  |  | MATERIAL/EQUIPMENT |  | LABOR |  | TOTAL | TOTAL
| QUANTITY | UNIT | RATE | TOTAL | HOURS | TOTAL | UNIT RATE | MATERIAL/LABOR
012 - Site Preparation |  |  | $ | $ |  | $ | $ | $
|  |  |  | 0 |  | 0 | 0 | 0
Clear site, grub up roots and remove from site |  |  |  | 0 |  | 0
(excludes trees) | 3.44 | AC | 2805 | 9649 | 48 | 165.12
|  |  |  | 0 |  | 0 | 0 | 0
Staking and survey | 3.44 | AC | 1000 | 3440 | 76.35 | 262.64
|  |  |  | 0 |  | 0
SWPPP including inspection and |  |  |  | 0 |  | 0
maintenance | 1 | LOT | 20000 | 20000 | 240 | 240
|  |  |  | 0 |  | 0
Dewatering pump | 12 | WKS | 1295 | 15540 | 10 | 120
|  |  |  | 0 |  | 0
Excavate and remove material from site | 16660 | CY | 15 | 249900 | 0.105 | 1749.3
|  |  |  | 0 |  | 0
Geotextile fabric | 2300 | SY | 1.95 | 4485 | 0.016 | 36.8
|  |  |  | 0 |  | 0
Type 2 fill and compaction, 4" minus | 22200 | CY | 24.46 | 543012 | 0.105 | 2331
|  |  |  | 0 |  | 0
Dust control | 1 | LOT | 2055 | 2055 | 100 | 100
|  |  |  | 0 |  | 0
Compaction tests | 20 | EA | 225 | 4500 | 0 | 0
|  |  |  | 0 |  | 0 | 0 | 0
TOTAL LABOR HOURS: |  |  |  | 0 |  | 5004.86 | Hours
Labor Rate | [5 empty] | 90.49 | /Hour
|  |  |  | 0 |  | 0 | 0 | 0
|  |  |  | 0 |  | 0 | 0 | 0
|  |  |  | 0 |  | 0 | 0 | 0
|  |  |  | 0 |  | 0 | 0 | 0
TOTAL ESTIMATED COST: | 3.44 | AC |  | 852581 |  | 452890 |  | 1305471

## 013
01 - SITE |  |  | MATERIAL/EQUIPMENT |  | LABOR |  | TOTAL | TOTAL
| QUANTITY | UNIT | RATE | TOTAL | HOURS | TOTAL | UNIT RATE | MATERIAL/LABOR
013 - Site Improvements |  |  | $ | $ |  | $ | $ | $
|  |  |  | 0 |  | 0 | 0 | 0
VEHICULAR SURFACES |  |  |  | 0 |  | 0 | 0 | 0
|  |  |  | 0 |  | 0 | 0 | 0
Type 2 fill and compaction, 4" minus | 756 | CY | 24.46 | 18492 | 0.105 | 79.38
|  |  |  | 0 |  | 0
4" D1 base course | 117 | CY | 39.63 | 4637 | 0.125 | 14.63
|  |  |  | 0 |  | 0
2" asphalt paving | 8400 | SF | 1.9 | 15960 | 0.016 | 134.4
|  |  |  | 0 |  | 0
Joint to existing | 100 | LF | 2.5 | 250 | 0.046 | 4.6
|  |  |  | 0 |  | 0 | 0 | 0
Marking | 300 | LF | 0.95 | 285 | 0.018 | 5.4
|  |  |  | 0 |  | 0
24" diameter, 14 gauge CMP culvert | 40 | LF | 57.6 | 2304 | 0.29 | 11.6
|  |  |  | 0 |  | 0
Traffic sign, post and footing | 2 | EA | 312 | 624 | 4.37 | 8.74
|  |  |  | 0 |  | 0
Concrete curbs | 1000 | LF | 23 | 23000 | 0.18 | 180
|  |  |  | 0 |  | 0 | 0 | 0
4" concrete walks | 1800 | SF | 6.51 | 11718 | 0.055 | 99
|  |  |  | 0 |  | 0
LANDSCAPING AND IRRIGATION |  |  |  | 0 |  | 0
|  |  |  | 0 |  | 0
Topsoil | 800 | CY | 42 | 33600 | 0.125 | 100
|  |  |  | 0 |  | 0
Seeding | 9 | MSF | 295 | 2655 | 3.68 | 33.12
|  |  |  | 0 |  | 0
6'0" to 8'0" birch | 20 | EA | 500 | 10000 | 1.6 | 32
|  |  |  | 0 |  | 0
8'0" to 10'0" mountain ash | 25 | EA | 595 | 14875 | 2 | 50
|  |  |  | 0 |  | 0
|  |  |  | 0 |  | 0
LANDSCAPING AND IRRIGATION (Continued) |  |  |  | 0 |  | 0
|  |  |  | 0 |  | 0
6'0" to 8'0" crab apple | 35 | EA | 595 | 20825 | 1.6 | 56
|  |  |  | 0 |  | 0
15" to 18" cotoneaster | 75 | EA | 52.5 | 3938 | 0.35 | 26.25
|  |  |  | 0 |  | 0
3'0" to 4'0" spirea | 75 | EA | 52.5 | 3938 | 0.45 | 33.75
|  |  |  | 0 |  | 0
Aluminum edging with stakes | 800 | LF | 3.2 | 2560 | 0.059 | 47.2
|  |  |  | 0 |  | 0
Mulch wood chips | 2500 | SF | 3 | 7500 | 0.004 | 10
|  |  |  | 0 |  | 0
SITE FURNISHINGS AND EQUIPMENT |  |  |  | 0 |  | 0
|  |  |  | 0 |  | 0
Building sign | 1 | EA | 6500 | 6500 | 24.5 | 24.5
|  |  |  | 0 |  | 0
14-bike rack | 1 | EA | 1465 | 1465 | 3.3 | 3.3
|  |  |  | 0 |  | 0
8'0" aluminum bench with back | 1 | EA | 2600 | 2600 | 1.8 | 1.8
|  |  |  | 0 |  | 0
24" square x 30" high trash receptacle | 1 | EA | 1145 | 1145 | 1.55 | 1.55
|  |  |  | 0 |  | 0
30'0" aluminum flag pole and concrete base | 1 | EA | 5210 | 5210 | 13.9 | 13.9
|  |  |  | 0 |  | 0
PLAYGROUNDS AND PLAY FIELDS |  |  |  | 0 |  | 0
|  |  |  | 0 |  | 0
50'0"x60'0" game time composite play |  |  |  | 0 |  | 0
structure | 1 | EA | 85000 | 85000 | 110 | 110
|  |  |  | 0 |  | 0
Two-seat structure swing set | 4 | EA | 2010 | 8040 | 8 | 32
|  |  |  | 0 |  | 0
PLAYGROUNDS AND PLAY FIELDS (Continued) |  |  |  | 0 |  | 0
|  |  |  | 0 |  | 0
4'0" crawl tube | 1 | EA | 1805 | 1805 | 3 | 3
|  |  |  | 0 |  | 0
Soccer goals (two each) | 1 | SET | 5530 | 5530 | 15.4 | 15.4
|  |  |  | 0 |  | 0
2 1/2" thick interlocking rubber tiles, |  |  |  | 0 |  | 0
24"x24" safety surface | 4000 | SF | 23.7 | 94800 | 0.055 | 220
|  |  |  | 0 |  | 0 | 0 | 0
FENCING AND GATES |  |  |  | 0 |  | 0 | 0 | 0
|  |  |  | 0 |  | 0 | 0 | 0
6'0" high chainlink fence | 2500 | LF | 55.64 | 139100 | 0.2 | 500
|  |  |  | 0 |  | 0
6'0"x10'0" gate | 1 | EA | 2033 | 2033 | 3.8 | 3.8
|  |  |  | 0 |  | 0 | 0 | 0
TOTAL LABOR HOURS: |  |  |  | 0 |  | 1855.32 | Hours
Labor Rate | [5 empty] | 90.49 | /Hour
|  |  |  | 0 |  | 0 | 0 | 0
|  |  |  | 0 |  | 0 | 0 | 0
|  |  |  | 0 |  | 0 | 0 | 0
TOTAL ESTIMATED COST: | 77200 | SISF |  | 530389 |  | 167888 |  | 698277

## 014 (hidden)
01 - SITE |  |  | MATERIAL/EQUIPMENT |  | LABOR |  | TOTAL | TOTAL
| QUANTITY | UNIT | RATE | TOTAL | HOURS | TOTAL | UNIT RATE | MATERIAL/LABOR
014 - Site Structures |  |  | $ | $ |  | $ | $ | $
|  |  |  | 0 |  | 0 | 0 | 0
|  |  |  | 0 |  | 0 | 0 | 0
|  |  |  | 0 |  | 0 | 0 | 0
|  |  |  | 0 |  | 0 | 0 | 0
|  |  |  | 0 |  | 0 | 0 | 0
|  |  |  | 0 |  | 0 | 0 | 0
|  |  |  | 0 |  | 0 | 0 | 0
|  |  |  | 0 |  | 0 | 0 | 0
|  |  |  | 0 |  | 0 | 0 | 0
|  |  |  | 0 |  | 0 | 0 | 0
|  |  |  | 0 |  | 0 | 0 | 0
|  |  |  | 0 |  | 0 | 0 | 0
|  |  |  | 0 |  | 0 | 0 | 0
|  |  |  | 0 |  | 0 | 0 | 0
|  |  |  | 0 |  | 0 | 0 | 0
|  |  |  | 0 |  | 0 | 0 | 0
|  |  |  | 0 |  | 0 | 0 | 0
|  |  |  | 0 |  | 0 | 0 | 0
|  |  |  | 0 |  | 0 | 0 | 0
|  |  |  | 0 |  | 0 | 0 | 0
|  |  |  | 0 |  | 0 | 0 | 0
|  |  |  | 0 |  | 0 | 0 | 0
|  |  |  | 0 |  | 0 | 0 | 0
|  |  |  | 0 |  | 0 | 0 | 0
|  |  |  | 0 |  | 0 | 0 | 0
|  |  |  | 0 |  | 0 | 0 | 0
TOTAL ESTIMATED COST: |  | STSF |  | 0 |  | 0 |  | 0

## 015
01 - SITE |  |  | MATERIAL/EQUIPMENT |  | LABOR |  | TOTAL | TOTAL
| QUANTITY | UNIT | RATE | TOTAL | HOURS | TOTAL | UNIT RATE | MATERIAL/LABOR
015 - Civil/Mechanical Utilities |  |  | $ | $ |  | $ | $ | $
|  |  |  | 0 |  | 0 | 0 | 0
Trench for gas pipe with bedding and tape | 100 | LF | 7.08 | 708 | 0.1 | 10
|  |  |  | 0 |  | 0 | 0 | 0
SANITARY SEWER |  |  |  | 0 |  | 0 | 0 | 0
|  |  |  | 0 |  | 0 | 0 | 0
4" diameter DI sewer line | 150 | LF | 163.93 | 24590 | 0.3 | 45
|  |  |  | 0 |  | 0
Manhole | 1 | EA | 10229 | 10229 | 30 | 30
|  |  |  | 0 |  | 0
Connect to existing | 1 | EA | 413 | 413 | 3 | 3
|  |  |  | 0 |  | 0
WATER SYSTEM |  |  |  | 0 |  | 0
|  |  |  | 0 |  | 0
4" diameter DI water main and fittings | 200 | LF | 163.93 | 32786 | 0.3 | 60
|  |  |  | 0 |  | 0
4" hydrant | 1 | EA | 5626.83 | 5627 | 27.25 | 27.25
|  |  |  | 0 |  | 0
4" valve, valve box and marker, 10'0" deep | 1 | EA | 1425 | 1425 | 3.85 | 3.85
|  |  |  | 0 |  | 0
Connect to existing | 1 | EA | 413 | 413 | 7.24 | 7.24
|  |  |  | 0 |  | 0
Excavate trench, backfill, and warning tape | 350 | LF | 13.12 | 4592 | 0.21 | 73.5
|  |  |  | 0 |  | 0
Testing and cleaning | 1 | LOT | 156 | 156 | 16 | 16
|  |  |  | 0 |  | 0
FUEL SYSTEMS |  |  |  | 0 |  | 0
|  |  |  | 0 |  | 0
5,000 gallon FireGuard double wall, above |  |  |  | 0 |  | 0
grade fuel oil tank | 1 | EA | 84800 | 84800 | 11 | 11
|  |  |  | 0 |  | 0
Leak detection system | 1 | LOT | 9306 | 9306 | 6.5 | 6.5
|  |  |  | 0 |  | 0
FUEL SYSTEMS (Continued) |  |  |  | 0 |  | 0
|  |  |  | 0 |  | 0
Fuel for testing | 500 | GAL | 5.8 | 2900 | 0.004 | 2
|  |  |  | 0 |  | 0
1" diameter black steel pipe and fittings | 140 | LF | 5.04 | 706 | 0.228 | 31.92
|  |  |  | 0 |  | 0
Trench, backfilling and tape | 100 | LF | 7.08 | 708 | 0.1 | 10
|  |  |  | 0 |  | 0
4'0"x8'0" concrete pad | 1 | EA | 1378 | 1378 | 7 | 7
|  |  |  | 0 |  | 0
6'0" chainlink fence | 28 | LF | 55 | 1540 | 0.2 | 5.6
|  |  |  | 0 |  | 0
6'0"x10'0" gate | 1 | EA | 2033 | 2033 | 3.8 | 3.8
|  |  |  | 0 |  | 0
Testing | 1 | LOT | 170 | 170 | 17 | 17
|  |  |  | 0 |  | 0 | 0 | 0
TOTAL LABOR HOURS: |  |  |  | 0 |  | 370.66 | Hours
Labor Rate | [5 empty] | 90.49 | /Hour
|  |  |  | 0 |  | 0 | 0 | 0
TOTAL ESTIMATED COST: | 490 | CMLF |  | 184480 |  | 33541 |  | 218021

## 016
01 - SITE |  |  | MATERIAL/EQUIPMENT |  | LABOR |  | TOTAL | TOTAL
| QUANTITY | UNIT | RATE | TOTAL | HOURS | TOTAL | UNIT RATE | MATERIAL/LABOR
016 - Site Electrical |  |  | $ | $ |  | $ | $ | $
|  |  |  | 0 |  | 0 | 0 | 0
ELECTRICAL SERVICE AND DISTRIBUTION |  |  |  | 0 |  | 0 | 0 | 0
|  |  |  | 0 |  | 0 | 0 | 0
4'0"x5'0" concrete transformer pad | 1 | EA | 845 | 845 | 4.55 | 4.55
|  |  |  | 0 |  | 0
6'0" chainlink fence (small quantity) | 22 | LF | 55.64 | 1224 | 0.2 | 4.4
|  |  |  | 0 |  | 0
6'0"x3'0" gate | 1 | EA | 786 | 786 | 3.1 | 3.1
|  |  |  | 0 |  | 0
Utility transformer |  |  |  | 0 |  | 0 |  | By Utility Company
|  |  |  | 0 |  | 0
Primary service |  |  |  | 0 |  | 0 |  | By Utility Company
|  |  |  | 0 |  | 0
Trench, tape, and backfilling | 75 | LF | 7.08 | 531 | 0.1 | 7.5
|  |  |  | 0 |  | 0
3/4"x10'0" ground rods, clamps and |  |  |  | 0 |  | 0
10'0" #4 bare copper | 2 | EA | 125 | 250 | 1.94 | 3.88
|  |  |  | 0 |  | 0
#3/0 copper ground wire | 75 | LF | 8.2 | 615 | 0.04 | 3
|  |  |  | 0 |  | 0
4" diameter RGS conduit | 75 | LF | 44.34 | 3326 | 0.472 | 35.4
|  |  |  | 0 |  | 0
4" diameter elbow | 1 | EA | 331 | 331 | 3.26 | 3.26
|  |  |  | 0 |  | 0
350 KCMIL XHHW secondary conductors | 330 | LF | 12.85 | 4241 | 0.056 | 18.48
|  |  |  | 0 |  | 0
Transformer connection and bushing | 1 | LOT | 350 | 350 | 6 | 6
|  |  |  | 0 |  | 0
Testing and certification | 1 | LOT | 450 | 450 | 7 | 7
|  |  |  | 0 |  | 0
|  |  |  | 0 |  | 0
|  |  |  | 0 |  | 0
LIGHTING AND EQUIPMENT |  |  |  | 0 |  | 0
|  |  |  | 0 |  | 0
8" diameter x 15'0" extra strong driven steel |  |  |  | 0 |  | 0
pipe pile foundation with welded top | 4 | EA | 2156 | 8624 | 12 | 48
|  |  |  | 0 |  | 0
24" diameter x 36" concrete collar at base | 4 | EA | 520 | 2080 | 2.75 | 11
|  |  |  | 0 |  | 0
6" square x 25'0" steel pole mounted to pile |  |  |  | 0 |  | 0
cap | 4 | EA | 2961 | 11844 | 9.9 | 39.6
|  |  |  | 0 |  | 0
250 watt LED fixture with mounting arm | 4 | EA | 1404 | 5616 | 3 | 12
|  |  |  | 0 |  | 0
Trench, tape and backfilling | 600 | LF | 7.08 | 4248 | 0.1 | 60
|  |  |  | 0 |  | 0
1" diameter PVC conduit | 650 | LF | 2.56 | 1664 | 0.032 | 20.8
|  |  |  | 0 |  | 0
#10 XHHW conductors | 2600 | LF | 0.58 | 1508 | 0.011 | 28.6
|  |  |  | 0 |  | 0
Testing and certification | 1 | LOT | 180 | 180 | 7 | 7
|  |  |  | 0 |  | 0
DATA/COMM SERVICE AND DISTRIBUTION |  |  |  | 0 |  | 0
|  |  |  | 0 |  | 0
Trench, tape, and backfilling | 75 | LF | 7.08 | 531 | 0.1 | 7.5
|  |  |  | 0 |  | 0
2" diameter PVC empty conduit | 75 | LF | 5.28 | 396 | 0.038 | 2.85
|  |  |  | 0 |  | 0
Pull wire for cable service | 75 | LF | 0.21 | 16 | 0.008 | 0.6
|  |  |  | 0 |  | 0
Testing and certification | 1 | LOT | 100 | 100 | 7 | 7
|  |  |  | 0 |  | 0
SUBTOTAL LABOR HOURS: |  |  |  | 0 |  | 341.52 | Hours
Premium Time | 10% |  |  |  |  | 34.15 | Hours
TOTAL LABOR HOURS: | [5 empty] | 375.67 | Hours
Labor Rate | [5 empty] | 95.83 | /Hour
SUBTOTAL: |  |  |  | 49756 |  | 36000 |  | 85756
Subcontractor's Overhead and Profit on
Material and Labor | 20% |  |  | 9951 |  | 7200 |  | 17151
|  |  |  | 0 |  | 0 | 0 | 0
TOTAL ESTIMATED COST: | 1002 | SELF |  | 59707 |  | 43200 |  | 102907

## 017 (hidden)
01 - SITE |  |  | MATERIAL/EQUIPMENT |  | LABOR |  | TOTAL | TOTAL
| QUANTITY | UNIT | RATE | TOTAL | HOURS | TOTAL | UNIT RATE | MATERIAL/LABOR
017 - Off-Site Work |  |  | $ | $ |  | $ | $ | $
|  |  |  | 0 |  | 0 | 0 | 0
|  |  |  | 0 |  | 0 | 0 | 0
|  |  |  | 0 |  | 0 | 0 | 0
|  |  |  | 0 |  | 0 | 0 | 0
|  |  |  | 0 |  | 0 | 0 | 0
|  |  |  | 0 |  | 0 | 0 | 0
|  |  |  | 0 |  | 0 | 0 | 0
|  |  |  | 0 |  | 0 | 0 | 0
|  |  |  | 0 |  | 0 | 0 | 0
|  |  |  | 0 |  | 0 | 0 | 0
|  |  |  | 0 |  | 0 | 0 | 0
|  |  |  | 0 |  | 0 | 0 | 0
|  |  |  | 0 |  | 0 | 0 | 0
|  |  |  | 0 |  | 0 | 0 | 0
|  |  |  | 0 |  | 0 | 0 | 0
|  |  |  | 0 |  | 0 | 0 | 0
|  |  |  | 0 |  | 0 | 0 | 0
|  |  |  | 0 |  | 0 | 0 | 0
|  |  |  | 0 |  | 0 | 0 | 0
|  |  |  | 0 |  | 0 | 0 | 0
|  |  |  | 0 |  | 0 | 0 | 0
SUBTOTAL: |  |  |  | 0 |  | 0 |  | 0
Labor Premium Time | 0% |  |  |  |  | 0 |  | 0
|  |  |  | 0 |  | 0 | 0 | 0
|  |  |  | 0 |  | 0 | 0 | 0
|  |  |  | 0 |  | 0 | 0 | 0
|  |  |  | 0 |  | 0 | 0 | 0
|  |  |  | 0 |  | 0 | 0 | 0
|  |  |  | 0 |  | 0 | 0 | 0
TOTAL ESTIMATED COST: |  | OWLS |  | 0 |  | 0 |  | 0

## 021
02 - SUBSTRUCTURE |  |  | MATERIAL/EQUIPMENT |  | LABOR |  | TOTAL | TOTAL
021 - Standard Foundations and | QUANTITY | UNIT | RATE | TOTAL | HOURS | TOTAL | UNIT RATE | MATERIAL/LABOR
Basements |  |  | $ | $ |  | $ | $ | $
|  |  |  | 0 |  | 0 | 0 | 0
Excavate for footings and backfilling | 650 | CY | 13 | 8450 | 0.2 | 130
|  |  |  | 0 |  | 0
4,000 psi concrete foundations, including |  |  |  | 0 |  | 0
waste | 107 | CY | 225 | 24075 | 1.125 | 120.38
|  |  |  | 0 |  | 0
4,000 psi concrete bases, including waste | 18 | CY | 225 | 4050 | 1.125 | 20.25
|  |  |  | 0 |  | 0
4,000 psi concrete wall, including waste | 250 | CY | 225 | 56250 | 1.35 | 337.5
|  |  |  | 0 |  | 0
Bar reinforcement | 35000 | LBS | 1.45 | 50750 | 0.01 | 350
|  |  |  | 0 |  | 0
Formwork to footing | 3380 | LF | 3.25 | 10985 | 0.1 | 338
|  |  |  | 0 |  | 0
Formwork to wall | 20300 | SF | 4.15 | 84245 | 0.145 | 2943.5
|  |  |  | 0 |  | 0
2" insulation to wall | 10150 | SF | 2.33 | 23650 | 0.01 | 101.5
|  |  |  | 0 |  | 0
Dampproof | 12688 | SF | 1.95 | 24742 | 0.026 | 329.89
|  |  |  | 0 |  | 0 | 0 | 0
TOTAL LABOR HOURS: |  |  |  | 0 |  | 4671.02 | Hours
Labor Rate | [5 empty] | 87.33 | /Hour
|  |  |  | 0 |  | 0 | 0 | 0
|  |  |  | 0 |  | 0 | 0 | 0
|  |  |  | 0 |  | 0 | 0 | 0
|  |  |  | 0 |  | 0 | 0 | 0
|  |  |  | 0 |  | 0 | 0 | 0
TOTAL ESTIMATED COST: | 40400 | FASF |  | 287197 |  | 407920 |  | 695117

## 022
02 - SUBSTRUCTURE |  |  | MATERIAL/EQUIPMENT |  | LABOR |  | TOTAL | TOTAL
| QUANTITY | UNIT | RATE | TOTAL | HOURS | TOTAL | UNIT RATE | MATERIAL/LABOR
022 - Slab on Grade |  |  | $ | $ |  | $ | $ | $
|  |  |  | 0 |  | 0 | 0 | 0
6" fill, Type II, 2" minus | 740 | CY | 27 | 19980 | 0.13 | 96.2
|  |  |  | 0 |  | 0
4,000 psi concrete slab on grade | 495 | CY | 225 | 111375 | 1.25 | 618.75
|  |  |  | 0 |  | 0
10 mil vapor retarder | 40400 | SF | 0.38 | 15352 | 0.004 | 161.6
|  |  |  | 0 |  | 0
6"x6" W1.4xW1.4 welded wire mesh | 40400 | SF | 0.59 | 23836 | 0.004 | 161.6
|  |  |  | 0 |  | 0
Cure and finish concrete | 40400 | SF | 0.36 | 14544 | 0.025 | 1010
|  |  |  | 0 |  | 0
Saw cut joint and filler | 3000 | LF | 1.1 | 3300 | 0.035 | 105
|  |  |  | 0 |  | 0 | 0 | 0
Pump concrete | 870 | CY | 70 | 60900 |  | 0
|  |  |  | 0 |  | 0
Expansion joint and sealant | 1000 | LF | 1.6 | 1600 | 0.03 | 30
|  |  |  | 0 |  | 0 | 0 | 0
TOTAL LABOR HOURS: |  |  |  | 0 |  | 2183.15 | Hours
Labor Rate | [5 empty] | 87.33 | /Hour
|  |  |  | 0 |  | 0 | 0 | 0
|  |  |  | 0 |  | 0 | 0 | 0
|  |  |  | 0 |  | 0 | 0 | 0
|  |  |  | 0 |  | 0 | 0 | 0
|  |  |  | 0 |  | 0 | 0 | 0
|  |  |  | 0 |  | 0 | 0 | 0
TOTAL ESTIMATED COST: | 40400 | SLSF |  | 250887 |  | 190654 |  | 441541

## 023 (hidden)
02 - SUBSTRUCTURE |  |  | MATERIAL/EQUIPMENT |  | LABOR |  | TOTAL | TOTAL
| QUANTITY | UNIT | RATE | TOTAL | HOURS | TOTAL | UNIT RATE | MATERIAL/LABOR
023 - Reserved |  |  | $ | $ |  | $ | $ | $
|  |  |  | 0 |  | 0 | 0 | 0
|  |  |  | 0 |  | 0 | 0 | 0
|  |  |  | 0 |  | 0 | 0 | 0
|  |  |  | 0 |  | 0 | 0 | 0
|  |  |  | 0 |  | 0 | 0 | 0
|  |  |  | 0 |  | 0 | 0 | 0
|  |  |  | 0 |  | 0 | 0 | 0
|  |  |  | 0 |  | 0 | 0 | 0
|  |  |  | 0 |  | 0 | 0 | 0
|  |  |  | 0 |  | 0 | 0 | 0
|  |  |  | 0 |  | 0 | 0 | 0
|  |  |  | 0 |  | 0 | 0 | 0
|  |  |  | 0 |  | 0 | 0 | 0
|  |  |  | 0 |  | 0 | 0 | 0
|  |  |  | 0 |  | 0 | 0 | 0
|  |  |  | 0 |  | 0 | 0 | 0
|  |  |  | 0 |  | 0 | 0 | 0
|  |  |  | 0 |  | 0 | 0 | 0
|  |  |  | 0 |  | 0 | 0 | 0
|  |  |  | 0 |  | 0 | 0 | 0
|  |  |  | 0 |  | 0 | 0 | 0
SUBTOTAL: |  |  |  | 0 |  | 0 |  | 0
Labor Premium Time | 0% |  |  |  |  | 0 |  | 0
|  |  |  | 0 |  | 0 | 0 | 0
|  |  |  | 0 |  | 0 | 0 | 0
|  |  |  | 0 |  | 0 | 0 | 0
|  |  |  | 0 |  | 0 | 0 | 0
|  |  |  | 0 |  | 0 | 0 | 0
|  |  |  | 0 |  | 0 | 0 | 0
TOTAL ESTIMATED COST: |  |  |  | 0 |  | 0 |  | 0

## 024 (hidden)
02 - SUBSTRUCTURE |  |  | MATERIAL/EQUIPMENT |  | LABOR |  | TOTAL | TOTAL
| QUANTITY | UNIT | RATE | TOTAL | HOURS | TOTAL | UNIT RATE | MATERIAL/LABOR
024 - Special Foundations |  |  | $ | $ |  | $ | $ | $
|  |  |  | 0 |  | 0 | 0 | 0
|  |  |  | 0 |  | 0 | 0 | 0
|  |  |  | 0 |  | 0 | 0 | 0
|  |  |  | 0 |  | 0 | 0 | 0
|  |  |  | 0 |  | 0 | 0 | 0
|  |  |  | 0 |  | 0 | 0 | 0
|  |  |  | 0 |  | 0 | 0 | 0
|  |  |  | 0 |  | 0 | 0 | 0
|  |  |  | 0 |  | 0 | 0 | 0
|  |  |  | 0 |  | 0 | 0 | 0
|  |  |  | 0 |  | 0 | 0 | 0
|  |  |  | 0 |  | 0 | 0 | 0
|  |  |  | 0 |  | 0 | 0 | 0
|  |  |  | 0 |  | 0 | 0 | 0
|  |  |  | 0 |  | 0 | 0 | 0
|  |  |  | 0 |  | 0 | 0 | 0
|  |  |  | 0 |  | 0 | 0 | 0
|  |  |  | 0 |  | 0 | 0 | 0
|  |  |  | 0 |  | 0 | 0 | 0
|  |  |  | 0 |  | 0 | 0 | 0
|  |  |  | 0 |  | 0 | 0 | 0
SUBTOTAL: |  |  |  | 0 |  | 0 |  | 0
Labor Premium Time | 0% |  |  |  |  | 0 |  | 0
|  |  |  | 0 |  | 0 | 0 | 0
|  |  |  | 0 |  | 0 | 0 | 0
|  |  |  | 0 |  | 0 | 0 | 0
|  |  |  | 0 |  | 0 | 0 | 0
|  |  |  | 0 |  | 0 | 0 | 0
|  |  |  | 0 |  | 0 | 0 | 0
TOTAL ESTIMATED COST: |  | SFSF |  | 0 |  | 0 |  | 0

## 031
03 - SUPERSTRUCTURE |  |  | MATERIAL/EQUIPMENT |  | LABOR |  | TOTAL | TOTAL
| QUANTITY | UNIT | RATE | TOTAL | HOURS | TOTAL | UNIT RATE | MATERIAL/LABOR
031 - Floor Structure |  |  | $ | $ |  | $ | $ | $
|  |  |  | 0 |  | 0 | 0 | 0
MEZZANINE FLOOR (FAN ROOM) |  |  |  | 0 |  | 0
|  |  |  | 0 |  | 0
W-beams | 2850 | LBS | 3.69 | 10517 | 0.012 | 34.2
|  |  |  | 0 |  | 0
Tube steel columns | 2500 | LBS | 3.65 | 9125 | 0.013 | 32.5
|  |  |  | 0 |  | 0
Plates, anchors and grout | 4 | EA | 300 | 1200 | 1.2 | 4.8
|  |  |  | 0 |  | 0
Steel joists | 6000 | LBS | 7.44 | 44640 | 0.012 | 72
|  |  |  | 0 |  | 0
Angles | 1010 | LBS | 4.01 | 4050 | 0.018 | 18.18
|  |  |  | 0 |  | 0
1 1/2"x20 gauge metal deck | 1000 | SF | 8.56 | 8560 | 0.015 | 15
|  |  |  | 0 |  | 0
Concrete topping | 9 | CY | 228 | 2052 | 1.4 | 12.6
|  |  |  | 0 |  | 0
6"x6" W1.4xW1.4 mesh | 1000 | SF | 0.59 | 590 | 0.004 | 4
|  |  |  | 0 |  | 0
Cure and finish concrete | 1000 | SF | 0.36 | 360 | 0.025 | 25
|  |  |  | 0 |  | 0
Formwork to edge | 78 | LF | 3.38 | 264 | 0.1 | 7.8
|  |  |  | 0 |  | 0
Pump concrete | 9 | CY | 70 | 630 |  | 0
|  |  |  | 0 |  | 0
12'0" access ladder with cage | 1 | EA | 2940 | 2940 | 2.265 | 2.27
|  |  |  | 0 |  | 0 | 0 | 0
TOTAL LABOR HOURS: |  |  |  | 0 |  | 228.35 | Hours
Labor Rate | [5 empty] | 97.21 | /Hour
SUBTOTAL: |  |  |  | 84928 |  | 22198 |  | 107126
Subcontractor's Overhead and Profit on
Material and Labor | 20% |  |  | 16986 |  | 4440 |  | 21426
|  |  |  | 0 |  | 0 | 0 | 0
|  |  |  | 0 |  | 0 | 0 | 0
|  |  |  | 0 |  | 0 | 0 | 0
|  |  |  | 0 |  | 0 | 0 | 0
TOTAL ESTIMATED COST: | 1000 | FSSF |  | 101914 |  | 26638 |  | 128552

## 032
03 - SUPERSTRUCTURE |  |  | MATERIAL/EQUIPMENT |  | LABOR |  | TOTAL | TOTAL
| QUANTITY | UNIT | RATE | TOTAL | HOURS | TOTAL | UNIT RATE | MATERIAL/LABOR
032 - Roof Structure |  |  | $ | $ |  | $ | $ | $
|  |  |  | 0 |  | 0 | 0 | 0
Plates, anchors and grout | 120 | EA | 300 | 36000 | 1.2 | 144
|  |  |  | 0 |  | 0 | 0 | 0
Tube steel columns | 110000 | LBS | 3.69 | 405900 | 0.013 | 1430
|  |  |  | 0 |  | 0
Steel joists | 199000 | LBS | 7.44 | 1480560 | 0.014 | 2786
|  |  |  | 0 |  | 0
W-beams | 18500 | LBS | 3.45 | 63825 | 0.012 | 222
|  |  |  | 0 |  | 0
Tube steel bracing | 17000 | LBS | 4.11 | 69870 | 0.017 | 289
|  |  |  | 0 |  | 0
Angles, connectors, etc. | 19000 | LBS | 4.01 | 76190 | 0.018 | 342
|  |  |  | 0 |  | 0
3"x20 gauge metal deck | 44170 | SF | 9 | 397530 | 0.015 | 662.55
|  |  |  | 0 |  | 0 | 0 | 0
Testing/inspection | 1 | LOT | 3000 | 3000 |  | 0
|  |  |  | 0 |  | 0
Crane rental | 3 | MOS | 30962 | 92886 |  | 0
|  |  |  | 0 |  | 0 | 0 | 0
TOTAL LABOR HOURS: |  |  |  | 0 |  | 5875.55 | Hours
Labor Rate | [5 empty] | 97.21 | /Hour
SUBTOTAL: |  |  |  | 2625761 |  | 571162 |  | 3196923
Subcontractor's Overhead and Profit on
Material and Labor | 20% |  |  | 525152 |  | 114232 |  | 639384
|  |  |  | 0 |  | 0 | 0 | 0
|  |  |  | 0 |  | 0 | 0 | 0
|  |  |  | 0 |  | 0 | 0 | 0
TOTAL ESTIMATED COST: | 44170 | RSSF |  | 3150913 |  | 685394 |  | 3836307

## 033 (hidden)
03 - SUPERSTRUCTURE |  |  | MATERIAL/EQUIPMENT |  | LABOR |  | TOTAL | TOTAL
| QUANTITY | UNIT | RATE | TOTAL | HOURS | TOTAL | UNIT RATE | MATERIAL/LABOR
033 - Stairs |  |  | $ | $ |  | $ | $ | $
|  |  |  | 0 |  | 0 | 0 | 0
|  |  |  | 0 |  | 0 | 0 | 0
|  |  |  | 0 |  | 0 | 0 | 0
|  |  |  | 0 |  | 0 | 0 | 0
|  |  |  | 0 |  | 0 | 0 | 0
|  |  |  | 0 |  | 0 | 0 | 0
|  |  |  | 0 |  | 0 | 0 | 0
|  |  |  | 0 |  | 0 | 0 | 0
|  |  |  | 0 |  | 0 | 0 | 0
|  |  |  | 0 |  | 0 | 0 | 0
|  |  |  | 0 |  | 0 | 0 | 0
|  |  |  | 0 |  | 0 | 0 | 0
|  |  |  | 0 |  | 0 | 0 | 0
|  |  |  | 0 |  | 0 | 0 | 0
|  |  |  | 0 |  | 0 | 0 | 0
|  |  |  | 0 |  | 0 | 0 | 0
|  |  |  | 0 |  | 0 | 0 | 0
|  |  |  | 0 |  | 0 | 0 | 0
|  |  |  | 0 |  | 0 | 0 | 0
|  |  |  | 0 |  | 0 | 0 | 0
|  |  |  | 0 |  | 0 | 0 | 0
SUBTOTAL: |  |  |  | 0 |  | 0 |  | 0
Labor Premium Time | 0% |  |  |  |  | 0 |  | 0
|  |  |  | 0 |  | 0 | 0 | 0
|  |  |  | 0 |  | 0 | 0 | 0
|  |  |  | 0 |  | 0 | 0 | 0
|  |  |  | 0 |  | 0 | 0 | 0
|  |  |  | 0 |  | 0 | 0 | 0
|  |  |  | 0 |  | 0 | 0 | 0
TOTAL ESTIMATED COST: |  | FLT |  | 0 |  | 0 |  | 0

## 041
04 - EXTERIOR CLOSURE |  |  | MATERIAL/EQUIPMENT |  | LABOR |  | TOTAL | TOTAL
| QUANTITY | UNIT | RATE | TOTAL | HOURS | TOTAL | UNIT RATE | MATERIAL/LABOR
041 - Exterior Walls and Soffits |  |  | $ | $ |  | $ | $ | $
|  |  |  | 0 |  | 0 | 0 | 0
6" metal stud framing | 23665 | SF | 2.72 | 64369 | 0.043 | 1017.6
|  |  |  | 0 |  | 0
7/8" hat channel furring | 18932 | SF | 0.87 | 16471 | 0.008 | 151.46
1/2" plywood CDX AWW sheathing | 23665 | SF | 1.71 | 40467 | 0.014 | 331.31
|  |  |  | 0 |  | 0
2" rigid insulation | 23665 | SF | 2.33 | 55139 | 0.01 | 236.65
Metal siding panel, including flashing and |  |  |  | 0 |  | 0
trims | 18932 | SF | 12.5 | 236650 | 0.119 | 2252.91
Phenolic resin panel | 4733 | SF | 28 | 132524 | 0.147 | 695.75
VaproShield weather barrier | 4733 | SF | 1.89 | 8945 | 0.01 | 47.33
High performance air barrier | 18932 | SF | 0.68 | 12874 | 0.005 | 94.66
|  |  |  | 0 |  | 0
6" R-19 batt insulation in stud wall cavity | 23665 | SF | 1.6 | 37864 | 0.007 | 165.66
|  |  |  | 0 |  | 0
10 mil vapor retarder | 23665 | SF | 0.38 | 8993 | 0.002 | 47.33
|  |  |  | 0 |  | 0
5/8" Type X gypboard | 23665 | SF | 1.36 | 32184 | 0.02 | 473.3
|  |  |  | 0 |  | 0
Tape and finish | 23665 | SF | 0.2 | 4733 | 0.007 | 165.66
Metal soffit panel | 2060 | SF | 10.91 | 22475 | 0.129 | 265.74
2"x6" framing and nailers to soffit | 515 | LF | 1.5 | 773 | 0.026 | 13.39
|  |  |  | 0 |  | 0 | 0 | 0
Rigid eave vent screen | 1130 | LF | 1.1 | 1243 | 0.01 | 11.3
|  |  |  | 0 |  | 0
Fascia 1/2" CDX plywood (both sides) | 5000 | SF | 1 | 5000 | 0.017 | 85
|  |  |  | 0 |  | 0
Metal accent panel at fascia | 2500 | SF | 20.5 | 51250 | 0.09 | 225
|  |  |  | 0 |  | 0
2"x4" framing for fascia | 2900 | LF | 1.25 | 3625 | 0.017 | 49.3
Flashing | 1690 | LF | 4.4 | 7436 | 0.042 | 70.98
1"x6" interior trim | 3498 | LF | 4.05 | 14167 | 0.035 | 122.43
|  |  |  | 0 |  | 0 | 0 | 0
TOTAL LABOR HOURS: |  |  |  | 0 |  | 6522.76 | Hours
Labor Rate | [5 empty] | 89.17 | /Hour
|  |  |  | 0 |  | 0 | 0 | 0
|  |  |  | 0 |  | 0 | 0 | 0
|  |  |  | 0 |  | 0 | 0 | 0
|  |  |  | 0 |  | 0 | 0 | 0
|  |  |  | 0 |  | 0 | 0 | 0
|  |  |  | 0 |  | 0 | 0 | 0
|  |  |  | 0 |  | 0 | 0 | 0
|  |  |  | 0 |  | 0 | 0 | 0
|  |  |  | 0 |  | 0 | 0 | 0
TOTAL ESTIMATED COST: | 23665 | EWSF |  | 757182 |  | 581635 |  | 1338817

## 042
04 - EXTERIOR CLOSURE |  |  | MATERIAL/EQUIPMENT |  | LABOR |  | TOTAL | TOTAL
| QUANTITY | UNIT | RATE | TOTAL | HOURS | TOTAL | UNIT RATE | MATERIAL/LABOR
042 - Exterior Glazing |  |  | $ | $ |  | $ | $ | $
|  |  |  | 0 |  | 0 | 0 | 0
Metal clad insulated windows with screens | 3500 | SF | 95 | 332500 | 0.188 | 658
Solid surface sills | 700 | LF | 20 | 14000 | 0.06 | 42
|  |  |  | 0 |  | 0 | 0 | 0
Sealant and backer rod | 3300 | LF | 1.94 | 6402 | 0.043 | 141.9
|  |  |  | 0 |  | 0 | 0 | 0
TOTAL LABOR HOURS: |  |  |  | 0 |  | 841.9 | Hours
Labor Rate | [5 empty] | 89.17 | /Hour
|  |  |  | 0 |  | 0 | 0 | 0
|  |  |  | 0 |  | 0 | 0 | 0
|  |  |  | 0 |  | 0 | 0 | 0
|  |  |  | 0 |  | 0 | 0 | 0
|  |  |  | 0 |  | 0 | 0 | 0
|  |  |  | 0 |  | 0 | 0 | 0
|  |  |  | 0 |  | 0 | 0 | 0
|  |  |  | 0 |  | 0 | 0 | 0
|  |  |  | 0 |  | 0 | 0 | 0
|  |  |  | 0 |  | 0 | 0 | 0
|  |  |  | 0 |  | 0 | 0 | 0
|  |  |  | 0 |  | 0 | 0 | 0
|  |  |  | 0 |  | 0 | 0 | 0
|  |  |  | 0 |  | 0 | 0 | 0
|  |  |  | 0 |  | 0 | 0 | 0
|  |  |  | 0 |  | 0 | 0 | 0
TOTAL ESTIMATED COST: | 3500 | EGSF |  | 352902 |  | 75072 |  | 427974

## 043
04 - EXTERIOR CLOSURE |  |  | MATERIAL/EQUIPMENT |  | LABOR |  | TOTAL | TOTAL
| QUANTITY | UNIT | RATE | TOTAL | HOURS | TOTAL | UNIT RATE | MATERIAL/LABOR
043 - Exterior Doors |  |  | $ | $ |  | $ | $ | $
|  |  |  | 0 |  | 0 | 0 | 0
3'0"x7'0" hollow metal insulated door frame | 8 | EA | 492 | 3936 | 1.1 | 8.8
|  |  |  | 0 |  | 0
6'0"x7'0" hollow metal insulated double door |  |  |  | 0 |  | 0
frame | 3 | EA | 829 | 2487 | 1.75 | 5.25
|  |  |  | 0 |  | 0
3'0"x7'0" hollow metal insulated single door | 8 | EA | 1326 | 10608 | 0.75 | 6
|  |  |  | 0 |  | 0
3'0"x7'0" hollow metal insulated door with |  |  |  | 0 |  | 0
vision panel (for double doors, each leaf
counted separately) | 6 | EA | 1872.5 | 11235 | 1.25 | 7.5
|  |  |  | 0 |  | 0
Hardware for single exterior door | 6 | SETS | 2675 | 16050 | 3.66 | 21.96
Hardware for single exterior door, including
emergency lockdown provisions | 2 | SETS | 5640 | 11280 | 7.45 | 14.9
|  |  |  | 0 |  | 0 | 0 | 0
Hardware for double exterior doors | 1 | SETS | 3188 | 3188 | 6.15 | 6.15
|  |  |  | 0 |  | 0
Hardware for double exterior doors with panic |  |  |  | 0 |  | 0
hardware, including emergency lockdown
provisions | 2 | SETS | 13144 | 26288 | 14.9 | 29.8
Motorized operable accessible door and push
button actuator | 1 | LOT | 8970 | 8970 | 7.5 | 7.5
|  |  |  | 0 |  | 0 | 0 | 0
TOTAL LABOR HOURS: |  |  |  | 0 |  | 107.86 | Hours
Labor Rate | [5 empty] | 89.17 | /Hour
|  |  |  | 0 |  | 0 | 0 | 0
TOTAL ESTIMATED COST: | 14 | EDLF |  | 94042 |  | 9618 |  | 103660

## 044 (hidden)
04 - EXTERIOR CLOSURE |  |  | MATERIAL/EQUIPMENT |  | LABOR |  | TOTAL | TOTAL
| QUANTITY | UNIT | RATE | TOTAL | HOURS | TOTAL | UNIT RATE | MATERIAL/LABOR
044 - Exterior Accessories |  |  | $ | $ |  | $ | $ | $
|  |  |  | 0 |  | 0 | 0 | 0
|  |  |  | 0 |  | 0 | 0 | 0
|  |  |  | 0 |  | 0 | 0 | 0
|  |  |  | 0 |  | 0 | 0 | 0
|  |  |  | 0 |  | 0 | 0 | 0
|  |  |  | 0 |  | 0 | 0 | 0
|  |  |  | 0 |  | 0 | 0 | 0
|  |  |  | 0 |  | 0 | 0 | 0
|  |  |  | 0 |  | 0 | 0 | 0
|  |  |  | 0 |  | 0 | 0 | 0
|  |  |  | 0 |  | 0 | 0 | 0
|  |  |  | 0 |  | 0 | 0 | 0
|  |  |  | 0 |  | 0 | 0 | 0
|  |  |  | 0 |  | 0 | 0 | 0
|  |  |  | 0 |  | 0 | 0 | 0
|  |  |  | 0 |  | 0 | 0 | 0
|  |  |  | 0 |  | 0 | 0 | 0
|  |  |  | 0 |  | 0 | 0 | 0
|  |  |  | 0 |  | 0 | 0 | 0
|  |  |  | 0 |  | 0 | 0 | 0
|  |  |  | 0 |  | 0 | 0 | 0
SUBTOTAL: |  |  |  | 0 |  | 0 |  | 0
Labor Premium Time | 0% |  |  |  |  | 0 |  | 0
|  |  |  | 0 |  | 0 | 0 | 0
|  |  |  | 0 |  | 0 | 0 | 0
|  |  |  | 0 |  | 0 | 0 | 0
|  |  |  | 0 |  | 0 | 0 | 0
|  |  |  | 0 |  | 0 | 0 | 0
|  |  |  | 0 |  | 0 | 0 | 0
TOTAL ESTIMATED COST: |  | EASF |  | 0 |  | 0 |  | 0

## 051
05 - ROOF SYSTEMS |  |  | MATERIAL/EQUIPMENT |  | LABOR |  | TOTAL | TOTAL
| QUANTITY | UNIT | RATE | TOTAL | HOURS | TOTAL | UNIT RATE | MATERIAL/LABOR
051 - Pitched Roof |  |  | $ | $ |  | $ | $ | $
|  |  |  | 0 |  | 0 | 0 | 0
GENERAL CONTRACTOR
5/8" fire treated CDX plywood | 44170 | SF | 2.35 | 103800 | 0.015 | 662.55
|  |  |  | 0 |  | 0
8" R-38 rigid insulation | 44170 | SF | 7.8 | 344526 | 0.023 | 1015.91
|  |  |  | 0 |  | 0
5/8" gypboard sheathing | 44170 | SF | 2.28 | 100708 | 0.012 | 530.04
|  |  |  | 0 |  | 0
Vapor barrier | 44170 | SF | 0.84 | 37103 | 0.002 | 88.34
|  |  |  | 0 |  | 0 | 0 | 0
TOTAL LABOR HOURS: |  |  |  | 0 |  | 2296.84 | Hours
Labor Rate | [5 empty] | 89.17 | /Hour
SUBTOTAL GENERAL CONTRACTOR: |  |  |  | 586137 |  | 204809 |  | 790946
|  |  |  | 0 |  | 0 | 0 | 0
SUBCONTRACTOR |  |  |  | 0 |  | 0 | 0 | 0
|  |  |  | 0 |  | 0 | 0 | 0
Klip Rib metal roofing including fasteners, etc. | 44170 | SF | 12.78 | 564493 | 0.125 | 5521.25
|  |  |  | 0 |  | 0
Ice and water shield at eaves | 6000 | SF | 1.2 | 7200 | 0.01 | 60
|  |  |  | 0 |  | 0
Ridge flashing | 450 | LF | 8.8 | 3960 | 0.042 | 18.9
|  |  |  | 0 |  | 0
Flashings | 1600 | LF | 7.59 | 12144 | 0.042 | 67.2
|  |  |  | 0 |  | 0
Fascia board and flashing | 1450 | LF | 11.7 | 16965 | 0.12 | 174
|  |  |  | 0 |  | 0 | 0 | 0
TOTAL LABOR HOURS: |  |  |  | 0 |  | 5841.35 | Hours
Labor Rate | [5 empty] | 86.33 | /Hour
SUBTOTAL SUBCONTRACTOR: |  |  |  | 604762 |  | 504284 |  | 1109046
|  |  |  | 0 |  | 0 | 0 | 0
Subcontractor's Overhead and Profit on
Material and Labor | 20% |  |  | 120952 |  | 100857 |  | 221809
TOTAL SUBCONTRACTOR: |  |  |  | 725714 |  | 605141 |  | 1330855
|  |  |  | 0 |  | 0 | 0 | 0
|  |  |  | 0 |  | 0 | 0 | 0
TOTAL ESTIMATED COST: | 44170 | PRSF |  | 1311851 |  | 809950 |  | 2121801

## 052 (hidden)
05 - ROOF SYSTEMS |  |  | MATERIAL/EQUIPMENT |  | LABOR |  | TOTAL | TOTAL
| QUANTITY | UNIT | RATE | TOTAL | HOURS | TOTAL | UNIT RATE | MATERIAL/LABOR
052 - Flat Roof |  |  | $ | $ |  | $ | $ | $
|  |  |  | 0 |  | 0 | 0 | 0
|  |  |  | 0 |  | 0 | 0 | 0
|  |  |  | 0 |  | 0 | 0 | 0
|  |  |  | 0 |  | 0 | 0 | 0
|  |  |  | 0 |  | 0 | 0 | 0
|  |  |  | 0 |  | 0 | 0 | 0
|  |  |  | 0 |  | 0 | 0 | 0
|  |  |  | 0 |  | 0 | 0 | 0
|  |  |  | 0 |  | 0 | 0 | 0
|  |  |  | 0 |  | 0 | 0 | 0
|  |  |  | 0 |  | 0 | 0 | 0
|  |  |  | 0 |  | 0 | 0 | 0
|  |  |  | 0 |  | 0 | 0 | 0
|  |  |  | 0 |  | 0 | 0 | 0
|  |  |  | 0 |  | 0 | 0 | 0
|  |  |  | 0 |  | 0 | 0 | 0
|  |  |  | 0 |  | 0 | 0 | 0
|  |  |  | 0 |  | 0 | 0 | 0
|  |  |  | 0 |  | 0 | 0 | 0
|  |  |  | 0 |  | 0 | 0 | 0
|  |  |  | 0 |  | 0 | 0 | 0
SUBTOTAL: |  |  |  | 0 |  | 0 |  | 0
Labor Premium Time | 0% |  |  |  |  | 0 |  | 0
|  |  |  | 0 |  | 0 | 0 | 0
|  |  |  | 0 |  | 0 | 0 | 0
|  |  |  | 0 |  | 0 | 0 | 0
|  |  |  | 0 |  | 0 | 0 | 0
|  |  |  | 0 |  | 0 | 0 | 0
|  |  |  | 0 |  | 0 | 0 | 0
TOTAL ESTIMATED COST: |  | FRSF |  | 0 |  | 0 |  | 0

## 053 (hidden)
05 - ROOF SYSTEMS |  |  | MATERIAL/EQUIPMENT |  | LABOR |  | TOTAL | TOTAL
| QUANTITY | UNIT | RATE | TOTAL | HOURS | TOTAL | UNIT RATE | MATERIAL/LABOR
053 - Roof Accessories |  |  | $ | $ |  | $ | $ | $
|  |  |  | 0 |  | 0 | 0 | 0
|  |  |  | 0 |  | 0 | 0 | 0
|  |  |  | 0 |  | 0 | 0 | 0
|  |  |  | 0 |  | 0 | 0 | 0
|  |  |  | 0 |  | 0 | 0 | 0
|  |  |  | 0 |  | 0 | 0 | 0
|  |  |  | 0 |  | 0 | 0 | 0
|  |  |  | 0 |  | 0 | 0 | 0
|  |  |  | 0 |  | 0 | 0 | 0
|  |  |  | 0 |  | 0 | 0 | 0
|  |  |  | 0 |  | 0 | 0 | 0
|  |  |  | 0 |  | 0 | 0 | 0
|  |  |  | 0 |  | 0 | 0 | 0
|  |  |  | 0 |  | 0 | 0 | 0
|  |  |  | 0 |  | 0 | 0 | 0
|  |  |  | 0 |  | 0 | 0 | 0
|  |  |  | 0 |  | 0 | 0 | 0
|  |  |  | 0 |  | 0 | 0 | 0
|  |  |  | 0 |  | 0 | 0 | 0
|  |  |  | 0 |  | 0 | 0 | 0
|  |  |  | 0 |  | 0 | 0 | 0
SUBTOTAL: |  |  |  | 0 |  | 0 |  | 0
Labor Premium Time | 0% |  |  |  |  | 0 |  | 0
|  |  |  | 0 |  | 0 | 0 | 0
|  |  |  | 0 |  | 0 | 0 | 0
|  |  |  | 0 |  | 0 | 0 | 0
|  |  |  | 0 |  | 0 | 0 | 0
|  |  |  | 0 |  | 0 | 0 | 0
|  |  |  | 0 |  | 0 | 0 | 0
TOTAL ESTIMATED COST: |  | RASF |  | 0 |  | 0 |  | 0

## 061
06 - INTERIORS |  |  | MATERIAL/EQUIPMENT |  | LABOR |  | TOTAL | TOTAL
| QUANTITY | UNIT | RATE | TOTAL | HOURS | TOTAL | UNIT RATE | MATERIAL/LABOR
061 - Partitions and Soffits |  |  | $ | $ |  | $ | $ | $
|  |  |  | 0 |  | 0 | 0 | 0
3 5/8"x20 gauge metal studs, 16" o/c,
including track | 45045 | SF | 1.95 | 87838 | 0.025 | 1126.13
|  |  |  | 0 |  | 0
6"x20 gauge metal studs, 16" o/c, including
track | 4455 | SF | 2.55 | 11360 | 0.031 | 138.11
|  |  |  | 0 |  | 0
5/8" Type X gypboard | 88320 | SF | 1.36 | 120115 | 0.02 | 1766.4
7/16" Level 7 ballistic protection panel at
reception | 95 | SF | 73 | 6935 | 0.15 | 14.25
Tape and finish | 88320 | SF | 0.2 | 17664 | 0.007 | 618.24
|  |  |  | 0 |  | 0
1/2" cement board | 1680 | SF | 2.33 | 3914 | 0.029 | 48.72
1/2" plywood backing | 16000 | SF | 1 | 16000 | 0.014 | 224
|  |  |  | 0 |  | 0
2"x6" blockings | 2500 | LF | 1.25 | 3125 | 0.025 | 62.5
Sound insulation | 10000 | SF | 0.88 | 8800 | 0.007 | 70
Acoustical sealants | 1667 | LF | 0.4 | 667 | 0.009 | 15
|  |  |  | 0 |  | 0 | 0 | 0
TOTAL LABOR HOURS: |  |  |  | 0 |  | 4083.35 | Hours
Labor Rate | [5 empty] | 89.17 | /Hour
|  |  |  | 0 |  | 0 | 0 | 0
|  |  |  | 0 |  | 0 | 0 | 0
|  |  |  | 0 |  | 0 | 0 | 0
TOTAL ESTIMATED COST: | 49500 | PSSF |  | 276418 |  | 364112 |  | 640530

## 062 (hidden)
06 - INTERIORS |  |  | MATERIAL/EQUIPMENT |  | LABOR |  | TOTAL | TOTAL
| QUANTITY | UNIT | RATE | TOTAL | HOURS | TOTAL | UNIT RATE | MATERIAL/LABOR
062 - Special Partitions |  |  | $ | $ |  | $ | $ | $
|  |  |  | 0 |  | 0 | 0 | 0
|  |  |  | 0 |  | 0 | 0 | 0
|  |  |  | 0 |  | 0 | 0 | 0
|  |  |  | 0 |  | 0 | 0 | 0
|  |  |  | 0 |  | 0 | 0 | 0
|  |  |  | 0 |  | 0 | 0 | 0
|  |  |  | 0 |  | 0 | 0 | 0
|  |  |  | 0 |  | 0 | 0 | 0
|  |  |  | 0 |  | 0 | 0 | 0
|  |  |  | 0 |  | 0 | 0 | 0
|  |  |  | 0 |  | 0 | 0 | 0
|  |  |  | 0 |  | 0 | 0 | 0
|  |  |  | 0 |  | 0 | 0 | 0
|  |  |  | 0 |  | 0 | 0 | 0
|  |  |  | 0 |  | 0 | 0 | 0
|  |  |  | 0 |  | 0 | 0 | 0
|  |  |  | 0 |  | 0 | 0 | 0
|  |  |  | 0 |  | 0 | 0 | 0
|  |  |  | 0 |  | 0 | 0 | 0
|  |  |  | 0 |  | 0 | 0 | 0
|  |  |  | 0 |  | 0 | 0 | 0
SUBTOTAL: |  |  |  | 0 |  | 0 |  | 0
Labor Premium Time | 0% |  |  |  |  | 0 |  | 0
|  |  |  | 0 |  | 0 | 0 | 0
|  |  |  | 0 |  | 0 | 0 | 0
|  |  |  | 0 |  | 0 | 0 | 0
|  |  |  | 0 |  | 0 | 0 | 0
|  |  |  | 0 |  | 0 | 0 | 0
|  |  |  | 0 |  | 0 | 0 | 0
TOTAL ESTIMATED COST: |  | SPSF |  | 0 |  | 0 |  | 0

## 063
06 - INTERIORS |  |  | MATERIAL/EQUIPMENT |  | LABOR |  | TOTAL | TOTAL
| QUANTITY | UNIT | RATE | TOTAL | HOURS | TOTAL | UNIT RATE | MATERIAL/LABOR
063 - Interior Openings |  |  | $ | $ |  | $ | $ | $
|  |  |  | 0 |  | 0 | 0 | 0
GENERAL CONTRACTOR |  |  |  | 0 |  | 0 | 0 | 0
|  |  |  | 0 |  | 0 | 0 | 0
Personnel Doors |  |  |  | 0 |  | 0 | 0 | 0
|  |  |  | 0 |  | 0 | 0 | 0
3'0"x7'0" hollow metal frame, welded | 60 | EA | 513 | 30780 | 1 | 60
|  |  |  | 0 |  | 0
6'0"x7'0" hollow metal double door frame | 8 | PRS | 829 | 6632 | 1.65 | 13.2
|  |  |  | 0 |  | 0 | 0 | 0
3'0"x7'0" solid core door | 54 | EA | 781 | 42174 | 0.75 | 40.5
|  |  |  | 0 |  | 0
3'0"x7'0" solid core door with glazed opening | 22 | EA | 1326 | 29172 | 1.25 | 27.5
Hardware for single door | 60 | SETS | 1605 | 96300 | 2.88 | 172.8
Hardware for double doors | 8 | SETS | 2626 | 21008 | 5.75 | 46
|  |  |  | 0 |  | 0 | 0 | 0
Add for emergency lockdown hardware | 16 | EA | 3380 | 54080 | 7.45 | 119.2
|  |  |  | 0 |  | 0 | 0 | 0
Special Doors |  |  |  | 0 |  | 0 | 0 | 0
Rolling grille at kitchen serving line | 1 | EA | 6910 | 6910 | 13.33 | 13.33
Windows and Sidelites
|  |  |  | 0 |  | 0 | 0 | 0
Relights in hollow metal frame | 180 | SF | 103 | 18540 | 0.307 | 55.26
|  |  |  | 0 |  | 0 | 0 | 0
TOTAL LABOR HOURS: |  |  |  | 0 |  | 547.79 | Hours
Labor Rate | [5 empty] | 89.17 | /Hour
SUBTOTAL GENERAL CONTRACTOR: |  |  |  | 305596 |  | 48846 |  | 354442
SUBCONTRACTOR |  |  |  | 0 |  | 0 | 0 | 0
Painting
Interior trim and sills | 4198 | LF | 1.15 | 4828 | 0.02 | 83.96
Single door frame | 76 | EA | 17 | 1292 | 0.45 | 34.2
Double door frame | 14 | EA | 33.6 | 470 | 0.533 | 7.46
Door | 104 | EA | 42 | 4368 | 0.93 | 96.72
|  |  |  | 0 |  | 0 | 0 | 0
TOTAL LABOR HOURS: |  |  |  | 0 |  | 222.34 | Hours
Labor Rate | [5 empty] | 73.31 | /Hour
SUBTOTAL SUBCONTRACTOR: |  |  |  | 10958 |  | 16300 |  | 27258
|  |  |  | 0 |  | 0 | 0 | 0
Subcontractor's Overhead and Profit on
Material and Labor | 20% |  |  | 2192 |  | 3260 |  | 5452
TOTAL SUBCONTRACTOR: |  |  |  | 13150 |  | 19560 |  | 32710
|  |  |  | 0 |  | 0 | 0 | 0
|  |  |  | 0 |  | 0 | 0 | 0
|  |  |  | 0 |  | 0 | 0 | 0
TOTAL ESTIMATED COST: | 79 | IOEA |  | 318746 |  | 68406 |  | 387152

## 064 (hidden)
06 - INTERIORS |  |  | MATERIAL/EQUIPMENT |  | LABOR |  | TOTAL | TOTAL
| QUANTITY | UNIT | RATE | TOTAL | HOURS | TOTAL | UNIT RATE | MATERIAL/LABOR
064 - Special Floors |  |  | $ | $ |  | $ | $ | $
|  |  |  | 0 |  | 0 | 0 | 0
|  |  |  | 0 |  | 0 | 0 | 0
|  |  |  | 0 |  | 0 | 0 | 0
|  |  |  | 0 |  | 0 | 0 | 0
|  |  |  | 0 |  | 0 | 0 | 0
|  |  |  | 0 |  | 0 | 0 | 0
|  |  |  | 0 |  | 0 | 0 | 0
|  |  |  | 0 |  | 0 | 0 | 0
|  |  |  | 0 |  | 0 | 0 | 0
|  |  |  | 0 |  | 0 | 0 | 0
|  |  |  | 0 |  | 0 | 0 | 0
|  |  |  | 0 |  | 0 | 0 | 0
|  |  |  | 0 |  | 0 | 0 | 0
|  |  |  | 0 |  | 0 | 0 | 0
|  |  |  | 0 |  | 0 | 0 | 0
|  |  |  | 0 |  | 0 | 0 | 0
|  |  |  | 0 |  | 0 | 0 | 0
|  |  |  | 0 |  | 0 | 0 | 0
|  |  |  | 0 |  | 0 | 0 | 0
|  |  |  | 0 |  | 0 | 0 | 0
|  |  |  | 0 |  | 0 | 0 | 0
SUBTOTAL: |  |  |  | 0 |  | 0 |  | 0
Labor Premium Time | 0% |  |  |  |  | 0 |  | 0
|  |  |  | 0 |  | 0 | 0 | 0
|  |  |  | 0 |  | 0 | 0 | 0
|  |  |  | 0 |  | 0 | 0 | 0
|  |  |  | 0 |  | 0 | 0 | 0
|  |  |  | 0 |  | 0 | 0 | 0
|  |  |  | 0 |  | 0 | 0 | 0
TOTAL ESTIMATED COST: |  | RFSF |  | 0 |  | 0 |  | 0

## 065
06 - INTERIORS |  |  | MATERIAL/EQUIPMENT |  | LABOR |  | TOTAL | TOTAL
| QUANTITY | UNIT | RATE | TOTAL | HOURS | TOTAL | UNIT RATE | MATERIAL/LABOR
065 - Interior Finishes |  |  | $ | $ |  | $ | $ | $
|  |  |  | 0 |  | 0 | 0 | 0
SUBCONTRACTOR
Floor Finishes |  |  |  | 0
0
Carpet tile | 3205 | SY | 47.25 | 151436 | 0.175 | 560.88
|  |  |  | 0 |  | 0
Carpet inlays | 1 | LOT | 1450 | 1450 | 50 | 50
|  |  |  | 0 |  | 0
Resilient gym flooring | 3500 | SF | 10.65 | 37275 | 0.12 | 420
|  |  |  | 0 |  | 0
Mosaic ceramic tile | 1400 | SF | 10.44 | 14616 | 0.135 | 189
|  |  |  | 0 |  | 0
Vinyl tile | 2000 | SF | 4.18 | 8360 | 0.02 | 40
|  |  |  | 0 |  | 0
Sheet vinyl | 1000 | SF | 6.85 | 6850 | 0.04 | 40
|  |  |  | 0 |  | 0
Linoleum | 2450 | SF | 4.75 | 11638 | 0.031 | 75.95
0
Concrete sealer and hardener | 2250 | SF | 0.4 | 900 | 0.017 | 38.25
4" rubber | 7660 | LF | 1.6 | 12256 | 0.02 | 153.2
|  |  |  | 0 |  | 0
6" coved | 550 | LF | 2.8 | 1540 | 0.06 | 33
|  |  |  | 0 |  | 0
Ceramic tile base | 210 | LF | 10.54 | 2213 | 0.12 | 25.2
|  |  |  | 0 |  | 0
Wood base | 480 | LF | 4.05 | 1944 | 0.035 | 16.8
Wall Finishes
Paint (three coats) | 100000 | SF | 0.95 | 95000 | 0.022 | 2200
SUBCONTRACTOR (Continued)
Wall Finishes (Continued)
|  |  |  | 0 |  | 0
Ceramic tile | 1680 | SF | 12.72 | 21370 | 0.14 | 235.2
0
14 ounce vinyl wall covering | 2000 | SF | 3.65 | 7300 | 0.045 | 90
|  |  |  | 0 |  | 0
FRP board | 2880 | SF | 7.47 | 21514 | 0.05 | 144
|  |  |  | 0 |  | 0
MDO plywood wainscot at gym | 4520 | SF | 3.4 | 15368 | 0.025 | 113
|  |  |  | 0 |  | 0
Ceiling Finishes |  |  |  | 0 |  | 0
|  |  |  | 0 |  | 0
Acoustical ceiling tile glued to gypboard | 6500 | SF | 3.8 | 24700 | 0.025 | 162.5
0
Suspended acoustic ceiling | 29550 | SF | 6.75 | 199463 | 0.042 | 1241.1
|  |  |  | 0 |  | 0
Suspended gypboard taped and sanded | 1750 | SF | 7 | 12250 | 0.078 | 136.5
0
Paint gypboard ceiling | 5350 | SF | 0.95 | 5083 | 0.025 | 133.75
|  |  |  | 0 |  | 0 | 0 | 0
Other Finishes
Paint miscellaneous metals | 250 | SF | 0.95 | 238 | 0.023 | 5.75
|  |  |  | 0 |  | 0 | 0 | 0
TOTAL LABOR HOURS: |  |  |  | 0 |  | 6104.08 | Hours
Labor Rate | [5 empty] | 73.31 | /Hour
SUBTOTAL SUBCONTRACTOR: |  |  |  | 652764 |  | 447490 |  | 1100254
Subcontractor's Overhead and Profit on
Material and Labor | 20% |  |  | 130553 |  | 89498 |  | 220051
|  |  |  | 0 |  | 0 | 0 | 0
|  |  |  | 0 |  | 0 | 0 | 0
|  |  |  | 0 |  | 0 | 0 | 0
|  |  |  | 0 |  | 0 | 0 | 0
TOTAL ESTIMATED COST: | 190540 | IFSF |  | 783317 |  | 536988 |  | 1320305

## 066
06 - INTERIORS |  |  | MATERIAL/EQUIPMENT |  | LABOR |  | TOTAL | TOTAL
| QUANTITY | UNIT | RATE | TOTAL | HOURS | TOTAL | UNIT RATE | MATERIAL/LABOR
066 - Specialties |  |  | $ | $ |  | $ | $ | $
|  |  |  | 0 |  | 0 | 0 | 0
INTERIOR SPECIALTIES |  |  |  | 0 |  | 0 | 0 | 0
|  |  |  | 0 |  | 0 | 0 | 0
HDPE toilet partition | 5 | EA | 1465 | 7325 | 3.2 | 16
|  |  |  | 0 |  | 0
Handicapped toilet partition | 4 | EA | 1515 | 6060 | 4.6 | 18.4
|  |  |  | 0 |  | 0
Toilet accessories | 175 | EA | 135 | 23625 | 0.75 | 131.25
|  |  |  | 0 |  | 0
Locker | 50 | EA | 460 | 23000 | 1 | 50
|  |  |  | 0 |  | 0
Chalkboard/white board | 768 | SF | 28.4 | 21811 | 0.025 | 19.2
|  |  |  | 0 |  | 0 | 0 | 0
Tack board | 768 | SF | 10.85 | 8333 | 0.02 | 15.36
|  |  |  | 0 |  | 0
Fire extinguisher and cabinet | 8 | EA | 326 | 2608 | 1.75 | 14
Signage | 55 | EA | 84.65 | 4656 | 0.45 | 24.75
CASEWORK/MILLWORK
9" deep x 12 3/4" high plastic laminated |  |  |  | 0 |  | 0
boot cubbies with (2) open face compartments |  |  |  | 0 |  | 0
with top shelf | 168 | LF | 135 | 22680 | 0.52 | 87.36
|  |  |  | 0 |  | 0
Overall 20'0" long x 2'6" deep x 3'0" high |  |  |  | 0 |  | 0
(2) tier receptionist desk with doors, knee |  |  |  | 0 |  | 0
space, drawers one side and plastic |  |  |  | 0 |  | 0
laminated top | 1 | EA | 8345 | 8345 | 32 | 32
|  |  |  | 0 |  | 0
3'0" high base cabinet, including plastic
laminate top | 196 | LF | 327 | 64092 | 0.75 | 147
CASEWORK/MILLWORK (Continued)
|  |  |  | 0 |  | 0
36" wide x 2'6" high x 14'0" tub storage
cabinet | 16 | EA | 2760 | 44160 | 11.5 | 184
|  |  |  | 0 |  | 0
4'0" wide x 7'0" high storage cabinet with |  |  |  | 0 |  | 0
adjustable shelves | 16 | EA | 1070 | 17120 | 3.3 | 52.8
3'0" wide x 7'0" high lockable cabinet with rod |  |  |  | 0 |  | 0
and shelf | 16 | LF | 450 | 7200 | 3 | 48
|  |  |  | 0 |  | 0 | 0 | 0
2'6" high wall unit | 352 | LF | 240 | 84480 | 0.52 | 183.04
1'6" high open shelf unit | 96 | LF | 49.5 | 4752 | 0.5 | 48
|  |  |  | 0 |  | 0
Kitchenette base unit, including plastic
laminate top | 12 | LF | 335 | 4020 | 0.75 | 9
|  |  |  | 0 |  | 0
Wall mounted cabinet | 12 | LF | 215 | 2580 | 0.52 | 6.24
|  |  |  | 0 |  | 0
3'0"x3'0" music room and waiting closets | 4 | EA | 690 | 2760 | 2 | 8
|  |  |  | 0 |  | 0
12" high x 17'6" wide cubbies in kindergarten | 4 | EA | 3295 | 13180 | 12.5 | 50
WINDOW COVERINGS |  |  |  | 0 |  | 0 | 0 | 0
|  |  |  | 0 |  | 0 | 0 | 0
Horizontal window blinds | 3000 | SF | 26.5 | 79500 | 0.106 | 318
|  |  |  | 0 |  | 0 | 0 | 0
TOTAL LABOR HOURS: |  |  |  | 0 |  | 1462.4 | Hours
Labor Rate | [5 empty] | 89.17 | /Hour
|  |  |  | 0 |  | 0 | 0 | 0
TOTAL ESTIMATED COST: | 2255 | SGSF |  | 452287 |  | 130402 |  | 582689

## 071 (hidden)
07 - CONVEYORS |  |  | MATERIAL/EQUIPMENT |  | LABOR |  | TOTAL | TOTAL
| QUANTITY | UNIT | RATE | TOTAL | HOURS | TOTAL | UNIT RATE | MATERIAL/LABOR
071 - Passenger Conveyors |  |  | $ | $ |  | $ | $ | $
|  |  |  | 0 |  | 0 | 0 | 0
|  |  |  | 0 |  | 0 | 0 | 0
|  |  |  | 0 |  | 0 | 0 | 0
|  |  |  | 0 |  | 0 | 0 | 0
|  |  |  | 0 |  | 0 | 0 | 0
|  |  |  | 0 |  | 0 | 0 | 0
|  |  |  | 0 |  | 0 | 0 | 0
|  |  |  | 0 |  | 0 | 0 | 0
|  |  |  | 0 |  | 0 | 0 | 0
|  |  |  | 0 |  | 0 | 0 | 0
|  |  |  | 0 |  | 0 | 0 | 0
|  |  |  | 0 |  | 0 | 0 | 0
|  |  |  | 0 |  | 0 | 0 | 0
|  |  |  | 0 |  | 0 | 0 | 0
|  |  |  | 0 |  | 0 | 0 | 0
|  |  |  | 0 |  | 0 | 0 | 0
|  |  |  | 0 |  | 0 | 0 | 0
|  |  |  | 0 |  | 0 | 0 | 0
|  |  |  | 0 |  | 0 | 0 | 0
|  |  |  | 0 |  | 0 | 0 | 0
|  |  |  | 0 |  | 0 | 0 | 0
SUBTOTAL: |  |  |  | 0 |  | 0 |  | 0
Labor Premium Time | 0% |  |  |  |  | 0 |  | 0
SUBTOTAL: |  |  |  | 0 |  | 0 |  | 0
Subcontractor's Overhead and Profit on Material
and Labor | 20% |  |  | 0 |  | 0 |  | 0
|  |  |  | 0 |  | 0 | 0 | 0
TOTAL ESTIMATED COST: |  | STOP |  | 0 |  | 0 |  | 0

## 072 (hidden)
07 - CONVEYORS |  |  | MATERIAL/EQUIPMENT |  | LABOR |  | TOTAL | TOTAL
| QUANTITY | UNIT | RATE | TOTAL | HOURS | TOTAL | UNIT RATE | MATERIAL/LABOR
072 - Material Handling Systems |  |  | $ | $ |  | $ | $ | $
|  |  |  | 0 |  | 0 | 0 | 0
|  |  |  | 0 |  | 0 | 0 | 0
|  |  |  | 0 |  | 0 | 0 | 0
|  |  |  | 0 |  | 0 | 0 | 0
|  |  |  | 0 |  | 0 | 0 | 0
|  |  |  | 0 |  | 0 | 0 | 0
|  |  |  | 0 |  | 0 | 0 | 0
|  |  |  | 0 |  | 0 | 0 | 0
|  |  |  | 0 |  | 0 | 0 | 0
|  |  |  | 0 |  | 0 | 0 | 0
|  |  |  | 0 |  | 0 | 0 | 0
|  |  |  | 0 |  | 0 | 0 | 0
|  |  |  | 0 |  | 0 | 0 | 0
|  |  |  | 0 |  | 0 | 0 | 0
|  |  |  | 0 |  | 0 | 0 | 0
|  |  |  | 0 |  | 0 | 0 | 0
|  |  |  | 0 |  | 0 | 0 | 0
|  |  |  | 0 |  | 0 | 0 | 0
|  |  |  | 0 |  | 0 | 0 | 0
|  |  |  | 0 |  | 0 | 0 | 0
|  |  |  | 0 |  | 0 | 0 | 0
SUBTOTAL: |  |  |  | 0 |  | 0 |  | 0
Labor Premium Time | 0% |  |  |  |  | 0 |  | 0
SUBTOTAL: |  |  |  | 0 |  | 0 |  | 0
Subcontractor's Overhead and Profit on Material
and Labor | 20% |  |  | 0 |  | 0 |  | 0
|  |  |  | 0 |  | 0 | 0 | 0
TOTAL ESTIMATED COST: |  | MHEA |  | 0 |  | 0 |  | 0

## 081
08 - MECHANICAL |  |  | MATERIAL/EQUIPMENT |  | LABOR |  | TOTAL | TOTAL
| QUANTITY | UNIT | RATE | TOTAL | HOURS | TOTAL | UNIT RATE | MATERIAL/LABOR
081 - Plumbing |  |  | $ | $ |  | $ | $ | $
|  |  |  | 0 |  | 0 | 0 | 0
PLUMBING FIXTURES
Standard wall mounted water closet with flush
valve and carrier | 13 | EA | 1140 | 14820 | 4.1 | 53.3
Standard water closet, ADA | 6 | EA | 1030 | 6180 | 4.5 | 27
Urinal with flush valve and carrier | 6 | EA | 1075 | 6450 | 3.35 | 20.1
Counter mounted lavatory basin | 18 | EA | 504 | 9072 | 3.026 | 54.47
|  |  |  | 0 |  | 0
Mop sink | 2 | EA | 675 | 1350 | 4.276 | 8.55
|  |  |  | 0 |  | 0
Stainless steel drinking fountain cooler with
bottle refilling station | 4 | EA | 1790 | 7160 | 4 | 16
|  |  |  | 0 |  | 0
Stainless steel classroom sink | 15 | EA | 510 | 7650 | 4.276 | 64.14
|  |  |  | 0 |  | 0
Work room sink | 1 | EA | 588 | 588 | 4.276 | 4.28
|  |  |  | 0 |  | 0
Nurse's sink | 1 | EA | 640 | 640 | 4.276 | 4.28
|  |  |  | 0 |  | 0
Three-compartment sink | 1 | EA | 2450 | 2450 | 4.75 | 4.75
|  |  |  | 0 |  | 0
Hand sink | 1 | EA | 530 | 530 | 4.276 | 4.28
|  |  |  | 0 |  | 0
Shower stall and controls | 2 | EA | 1985 | 3970 | 4.75 | 9.5
|  |  |  | 0 |  | 0
Connection to kitchen equipment | 1 | LOT | 1032 | 1032 | 10 | 10
PLUMBING PIPING |  |  |  | 0 |  | 0 | 0 | 0
|  |  |  | 0 |  | 0 | 0 | 0
2" diameter copper pipe | 180 | LF | 32.31 | 5816 | 0.2 | 36
|  |  |  | 0 |  | 0
1 1/2" diameter copper pipe | 270 | LF | 20.65 | 5576 | 0.16 | 43.2
|  |  |  | 0 |  | 0
1 1/4" diameter copper pipe | 100 | LF | 16.27 | 1627 | 0.143 | 14.3
|  |  |  | 0 |  | 0
1" diameter copper pipe | 430 | LF | 9.07 | 3900 | 0.121 | 52.03
|  |  |  | 0 |  | 0
3/4" diameter copper pipe | 500 | LF | 6.17 | 3085 | 0.108 | 54
|  |  |  | 0 |  | 0
1/2" diameter copper pipe | 580 | LF | 3.77 | 2187 | 0.103 | 59.74
2" diameter ProPress copper coupling | 12 | EA | 32.04 | 384 | 0.63 | 7.56
|  |  |  | 0 |  | 0
1 1/2" diameter ProPress copper coupling | 18 | EA | 26.17 | 471 | 0.544 | 9.79
|  |  |  | 0 |  | 0
1 1/4" diameter ProPress copper coupling | 9 | EA | 24.3 | 219 | 0.48 | 4.32
|  |  |  | 0 |  | 0
1" diameter ProPress copper coupling | 29 | EA | 16.77 | 486 | 0.449 | 13.02
|  |  |  | 0 |  | 0
3/4" diameter ProPress copper coupling | 34 | EA | 5.93 | 202 | 0.385 | 13.09
|  |  |  | 0 |  | 0
1/2" diameter ProPress copper coupling | 39 | EA | 3.82 | 149 | 0.367 | 14.31
2" diameter ProPress copper fitting
(tee/elbow) | 9 | EA | 56.5 | 509 | 0.742 | 6.68
1 1/2" diameter ProPress copper fitting
(tee/elbow) | 14 | EA | 31 | 434 | 0.626 | 8.76
PLUMBING PIPING (Continued)
|  |  |  | 0 |  | 0
1 1/4" diameter ProPress copper fitting
(tee/elbow) | 5 | EA | 19.95 | 100 | 0.541 | 2.71
|  |  |  | 0 |  | 0
1" diameter ProPress copper fitting
(tee/elbow) | 22 | EA | 13.45 | 296 | 0.505 | 11.11
|  |  |  | 0 |  | 0
3/4" diameter ProPress copper fitting
(tee/elbow) | 25 | EA | 5.5 | 138 | 0.425 | 10.63
|  |  |  | 0 |  | 0
1/2" diameter ProPress copper fitting
(tee/elbow) | 29 | EA | 2.49 | 72 | 0.404 | 11.72
|  |  |  | 0 |  | 0
Clips and hangers to support pipes | 230 | EA | 17.64 | 4057 | 0.533 | 122.59
Valves and gauges for domestic water | 1 | LOT | 5760 | 5760 | 30 | 30
|  |  |  | 0 |  | 0
1 1/2" insulation | 2060 | LF | 6 | 12360 | 0.079 | 162.74
Drain trap insulation kit | 19 | EA | 75 | 1425 | 0.5 | 9.5
PLUMBING EQUIPMENT
119 GPH hot water generator | 1 | EA | 8350 | 8350 | 16 | 16
2" to 3" diameter floor drain | 8 | EA | 185 | 1480 | 1.4 | 11.2
|  |  |  | 0 |  | 0
Non-freeze hose bib | 4 | EA | 165 | 660 | 0.75 | 3
PLUMBING EQUIPMENT (Continued)
Circulation pump | 1 | EA | 1321 | 1321 | 3.1 | 3.1
20 GPM grease interceptor | 1 | EA | 4828 | 4828 | 2.667 | 2.67
WASTE AND VENT PIPING |  |  |  | 0 |  | 0 | 0 | 0
|  |  |  | 0 |  | 0 | 0 | 0
4" diameter cast iron pipe | 520 | LF | 25.2 | 13104 | 0.291 | 151.32
|  |  |  | 0 |  | 0
3" diameter cast iron pipe | 690 | LF | 19.32 | 13331 | 0.267 | 184.23
|  |  |  | 0 |  | 0
2" diameter cast iron pipe | 900 | LF | 13.32 | 11988 | 0.254 | 228.6
|  |  |  | 0 |  | 0
4" floor cleanout | 6 | EA | 188 | 1128 | 1.333 | 8
|  |  |  | 0 |  | 0
3" VTR | 4 | EA | 192 | 768 | 1.7 | 6.8
|  |  |  | 0 |  | 0
4" VTR | 2 | EA | 255 | 510 | 1.8 | 3.6
|  |  |  | 0 |  | 0
SUBTOTAL LABOR HOURS: |  |  |  | 0 |  | 1596.97 | Hours
Premium Time | 10% |  |  |  |  | 159.7 | Hours
TOTAL LABOR HOURS: | [5 empty] | 1756.67 | Hours
Labor Rate | [5 empty] | 90.19 | /Hour
SUBTOTAL: |  |  |  | 168613 |  | 158434 |  | 327047
Subcontractor's Overhead and Profit on
Material and Labor | 20% |  |  | 33723 |  | 31687 |  | 65410
TOTAL ESTIMATED COST: | 85 | PFXT |  | 202336 |  | 190121 |  | 392457

## 082
08 - MECHANICAL |  |  | MATERIAL/EQUIPMENT |  | LABOR |  | TOTAL | TOTAL
| QUANTITY | UNIT | RATE | TOTAL | HOURS | TOTAL | UNIT RATE | MATERIAL/LABOR
082 - HVAC |  |  | $ | $ |  | $ | $ | $
|  |  |  | 0 |  | 0 | 0 | 0
HEATING EQUIPMENT |  |  |  | 0 |  | 0 | 0 | 0
|  |  |  | 0 |  | 0 | 0 | 0
1,600 MBH cast iron oil/gas fired boiler, hot
water/glycol, complete with controls | 2 | EA | 76000 | 152000 | 115 | 230
|  |  |  | 0 |  | 0
10" diameter stainless steel flue and
breaching, double wall | 28 | LF | 101 | 2828 | 0.45 | 12.6
|  |  |  | 0 |  | 0 | 0 | 0
Flue cap | 1 | EA | 485 | 485 | 2 | 2
55 gallon expansion tank | 1 | EA | 2426 | 2426 | 3 | 3
Air separator, 3" strainer | 1 | EA | 3410 | 3410 | 4 | 4
Glycol make-up tank with feed pump | 1 | EA | 1855 | 1855 | 6.7 | 6.7
|  |  |  | 0 |  | 0
Glycol fluid | 330 | GALS | 13.5 | 4455 | 0.045 | 14.85
Cabinet unit heater | 6 | EA | 1895 | 11370 | 4 | 24
|  |  |  | 0 |  | 0
Unit heater | 6 | EA | 760 | 4560 | 3.35 | 20.1
|  |  |  | 0 |  | 0
HEATING DISTRIBUTION SYSTEMS |  |  |  | 0 |  | 0 | 0 | 0
|  |  |  | 0 |  | 0 | 0 | 0
(2) rows fin tube and enclosure | 880 | LF | 65 | 57200 | 0.64 | 563.2
3" diameter circulation pump | 2 | EA | 2975 | 5950 | 4 | 8
3" diameter copper pipe | 300 | LF | 73.32 | 21996 | 0.296 | 88.8
HEATING DISTRIBUTION SYSTEMS (Continued)
2 1/2" diameter copper pipe | 200 | LF | 51.12 | 10224 | 0.267 | 53.4
2" diameter copper pipe | 500 | LF | 32.71 | 16355 | 0.2 | 100
|  |  |  | 0 |  | 0
1 1/2" diameter copper pipe | 550 | LF | 20.65 | 11358 | 0.16 | 88
|  |  |  | 0 |  | 0
1 1/4" diameter copper pipe | 250 | LF | 16.27 | 4068 | 0.143 | 35.75
|  |  |  | 0 |  | 0
1" diameter copper pipe | 650 | LF | 9.78 | 6357 | 0.121 | 78.65
|  |  |  | 0 |  | 0
3/4" diameter copper pipe | 800 | LF | 6.17 | 4936 | 0.108 | 86.4
|  |  |  | 0 |  | 0
3" diameter ProPress copper coupling | 15 | EA | 120 | 1800 | 1.265 | 18.98
|  |  |  | 0 |  | 0 | 0 | 0
2 1/2" diameter ProPress copper coupling | 10 | EA | 80 | 800 | 1.08 | 10.8
0
2" diameter ProPress copper coupling | 25 | EA | 33.4 | 835 | 0.63 | 15.75
|  |  |  | 0 |  | 0
1 1/2" diameter ProPress copper coupling | 28 | EA | 26.7 | 748 | 0.544 | 15.23
0
1 1/4" diameter ProPress copper coupling | 13 | EA | 24.3 | 316 | 0.48 | 6.24
|  |  |  | 0 |  | 0
1" diameter ProPress copper coupling | 33 | EA | 16.27 | 537 | 0.449 | 14.82
|  |  |  | 0 |  | 0
3/4" diameter ProPress copper coupling | 40 | EA | 5.93 | 237 | 0.385 | 15.4
|  |  |  | 0 |  | 0
3" diameter ProPress copper fitting
(tee/elbow) | 14 | EA | 144 | 2016 | 1.243 | 17.4
HEATING DISTRIBUTION SYSTEMS (Continued)
0
2 1/2" diameter ProPress copper fitting
(tee/elbow) | 8 | EA | 115 | 920 | 1.24 | 9.92
2" diameter ProPress copper fitting
(tee/elbow) | 19 | EA | 56.5 | 1074 | 0.742 | 14.1
|  |  |  | 0 |  | 0
1 1/2" diameter ProPress copper fitting
(tee/elbow) | 21 | EA | 31 | 651 | 0.626 | 13.15
1 1/4" diameter ProPress copper fitting |  |  |  | 0 |  | 0
(tee/elbow) | 10 | EA | 19.95 | 200 | 0.541 | 5.41
1" diameter ProPress copper fitting |  |  |  | 0 |  | 0
(tee/elbow) | 25 | EA | 13.45 | 336 | 0.505 | 12.63
3/4" diameter ProPress copper fitting |  |  |  | 0 |  | 0
(tee/elbow) | 30 | EA | 5.5 | 165 | 0.425 | 12.75
|  |  |  | 0 |  | 0
Clips and hangers to support pipes | 300 | EA | 14.7 | 4410 | 0.533 | 159.9
|  |  |  | 0 |  | 0 | 0 | 0
Valves and gauges | 1 | LOT | 10620 | 10620 | 45 | 45
|  |  |  | 0 |  | 0
2" insulation | 3250 | LF | 12.7 | 41275 | 0.089 | 289.25
|  |  |  | 0 |  | 0 | 0 | 0
VENTILATION EQUIPMENT
30,000 CFM outdoor air handling unit with
economizer and heat recovery | 2 | EA | 457938 | 915876 | 100 | 200
VENTILATION EQUIPMENT (Continued)
2,000 CFM to 3,000 CFM exhaust fan | 2 | EA | 6950 | 13900 | 8 | 16
750 to 1,500 CFM exhaust fan | 3 | EA | 3475 | 10425 | 6.5 | 19.5
|  |  |  | 0 |  | 0
200 CFM to 750 CFM exhaust fan | 1 | EA | 1740 | 1740 | 4 | 4
500 CFM to 750 CFM VAV box | 50 | EA | 960 | 48000 | 2.25 | 112.5
|  |  |  | 0 |  | 0
2 SF heating coil | 50 | EA | 890 | 44500 | 1.1 | 55
VENTILATION DISTRIBUTION SYSTEMS
Galvanized ductwork with hangers and |  |  |  | 0 |  | 0
connections | 31000 | LBS | 4.3 | 133300 | 0.086 | 2666
|  |  |  | 0 |  | 0
10" flexible duct | 600 | LF | 10.5 | 6300 | 0.15 | 90
|  |  |  | 0 |  | 0
Outside air/exhaust louver with bird screen | 150 | SF | 93 | 13950 | 0.1 | 15
|  |  |  | 0 |  | 0
Dampers under 1 SF | 20 | EA | 135 | 2700 | 0.4 | 8
|  |  |  | 0 |  | 0
1 SF to 2 SF damper | 4 | EA | 186 | 744 | 0.65 | 2.6
|  |  |  | 0 |  | 0
2 SF to 5 SF damper | 1 | EA | 243 | 243 | 0.75 | 0.75
|  |  |  | 0 |  | 0
1 SF to 2 SF motorized damper | 4 | EA | 350 | 1400 | 2 | 8
Small grille, register or diffuser | 75 | EA | 71 | 5325 | 0.5 | 37.5
VENTILATION DISTRIBUTION SYSTEMS (Continued)
|  |  |  | 0 |  | 0
Medium grille, register or diffuser | 25 | EA | 135 | 3375 | 0.65 | 16.25
Large grille, register or diffuser | 6 | EA | 180 | 1080 | 1 | 6
|  |  |  | 0 |  | 0
2" insulation | 1000 | SF | 12 | 12000 | 0.049 | 49
|  |  |  | 0 |  | 0
2" lining | 600 | SF | 5.9 | 3540 | 0.043 | 25.8
COOLING EQUIPMENT |  |  |  | 0 |  | 0
|  |  |  | 0 |  | 0
Computer Room
3 ton, DX type air conditioner unit with remote
condenser (mini split) | 1 | EA | 37060 | 37060 | 32 | 32
|  |  |  | 0 |  | 0
30 lb. cylinder refrigerant | 120 | LBS | 16.5 | 1980 |  | Included
COOLING DISTRIBUTION SYSTEMS
2" diameter coolant supply and return pipes |  |  |  | 0 |  | 0
with fittings | 250 | LF | 29.42 | 7355 | 0.3 | 75
|  |  |  | 0 |  | 0
1" diameter coolant supply and return pipes |  |  |  | 0 |  | 0
with fittings | 250 | LF | 11.45 | 2863 | 0.204 | 51
|  |  |  | 0 |  | 0
2" diameter circulation pump | 1 | EA | 1565 | 1565 | 3.25 | 3.25
|  |  |  | 0 |  | 0
Valves and gauges | 1 | LOT | 1820 | 1820 | 10 | 10
|  |  |  | 0 |  | 0
COOLING DISTRIBUTION SYSTEMS (Continued)
1 1/2" insulation | 500 | LF | 8.27 | 4135 | 0.083 | 41.5
|  |  |  | 0 |  | 0
MISCELLANEOUS
Testing and balancing | 105 | UNITS |  | 0 | 2 | 210
|  |  |  | 0 |  | 0
Commissioning | 1 | LOT | 2000 | 2000 | 160 | 160
|  |  |  | 0 |  | 0
SUBTOTAL LABOR HOURS: |  |  |  | 0 |  | 6010.83 | Hours
Premium Time | 10% |  |  |  |  | 601.08 | Hours
TOTAL LABOR HOURS: | [5 empty] | 6611.91 | Hours
Labor Rate | [5 empty] | 90.19 | /Hour
SUBTOTAL: |  |  |  | 1665949 |  | 596328 |  | 2262277
Subcontractor's Overhead and Profit on
Material and Labor | 20% |  |  | 333190 |  | 119266 |  | 452456
TOTAL ESTIMATED COST: | 68950 | CFM |  | 1999139 |  | 715594 |  | 2714733

## 083
08 - MECHANICAL |  |  | MATERIAL/EQUIPMENT |  | LABOR |  | TOTAL | TOTAL
| QUANTITY | UNIT | RATE | TOTAL | HOURS | TOTAL | UNIT RATE | MATERIAL/LABOR
083 - Integrated Automation |  |  | $ | $ |  | $ | $ | $
|  |  |  | 0 |  | 0 | 0 | 0
CONTROL SYSTEMS |  |  |  | 0 |  | 0 | 0 | 0
|  |  |  | 0 |  | 0 | 0 | 0
Microprocessor, digital equipment, software, |  |  |  | 0 |  | 0
and programming | 1 | LOT | 40950 | 40950 | 280 | 280
|  |  |  | 0 |  | 0
DDC point | 160 | EA | 1175 | 188000 | 11.85 | 1896
|  |  |  | 0 |  | 0 | 0 | 0
OTHER AUTOMATION |  |  |  | 0 |  | 0 | 0 | 0
|  |  |  | 0 |  | 0 | 0 | 0
Thermostat | 20 | EA | 112 | 2240 | 2.65 | 53
|  |  |  | 0 |  | 0
Thermostat with guard | 2 | EA | 138 | 276 | 2.8 | 5.6
|  |  |  | 0 |  | 0
SUBTOTAL LABOR HOURS: |  |  |  | 0 |  | 2234.6 | Hours
Premium Time | 10% |  |  |  |  | 223.46 | Hours
TOTAL LABOR HOURS: | [5 empty] | 2458.06 | Hours
Labor Rate | [5 empty] | 90.19 | /Hour
SUBTOTAL: |  |  |  | 231466 |  | 221692 |  | 453158
Subcontractor's Overhead and Profit on
Material and Labor | 20% |  |  | 46293 |  | 44338 |  | 90631
TOTAL ESTIMATED COST: | 160 | IAEA |  | 277759 |  | 266030 |  | 543789

## 084
08 - MECHANICAL |  |  | MATERIAL/EQUIPMENT |  | LABOR |  | TOTAL | TOTAL
| QUANTITY | UNIT | RATE | TOTAL | HOURS | TOTAL | UNIT RATE | MATERIAL/LABOR
084 - Fire Protection |  |  | $ | $ |  | $ | $ | $
|  |  |  | 0 |  | 0 | 0 | 0
4" diameter sprinkler riser and valves | 1 | EA | 6185 | 6185 | 32 | 32
|  |  |  | 0 |  | 0 | 0 | 0
Fire department connection | 1 | EA | 710 | 710 | 3.3 | 3.3
|  |  |  | 0 |  | 0
Wet sprinkler system throughout facility | 41400 | SF | 2.43 | 100602 | 0.028 | 1159.2
Design fee and commissioning | 1 | LOT | 5300 | 5300 | 16 | 16
|  |  |  | 0 |  | 0
SUBTOTAL LABOR HOURS: |  |  |  | 0 |  | 1210.5 | Hours
Premium Time | 10% |  |  |  |  | 121.05 | Hours
TOTAL LABOR HOURS: | [5 empty] | 1331.55 | Hours
Labor Rate | [5 empty] | 90.19 | /Hour
SUBTOTAL: |  |  |  | 112797 |  | 120092 |  | 232889
Subcontractor's Overhead and Profit on
Material and Labor | 20% |  |  | 22559 |  | 24018 |  | 46577
TOTAL ESTIMATED COST: | 41400 | FPSF |  | 135356 |  | 144110 |  | 279466

## 085
08 - MECHANICAL |  |  | MATERIAL/EQUIPMENT |  | LABOR |  | TOTAL | TOTAL
| QUANTITY | UNIT | RATE | TOTAL | HOURS | TOTAL | UNIT RATE | MATERIAL/LABOR
085 - Special Mechanical Systems |  |  | $ | $ |  | $ | $ | $
|  |  |  | 0 |  | 0 | 0 | 0
FUEL SUPPLY (GAS AND OIL) |  |  |  | 0 |  | 0 | 0 | 0
|  |  |  | 0 |  | 0 | 0 | 0
50 gallon day tank with duplex pumps | 1 | EA | 12826 | 12826 | 4.1 | 4.1
1" diameter black steel pipe supply line,
including fittings | 120 | LF | 5.05 | 606 | 0.228 | 27.36
|  |  |  | 0 |  | 0
3/4" diameter black steel pipe, including
fittings | 25 | LF | 3.48 | 87 | 0.202 | 5.05
Connection to equipment | 5 | EA | 233 | 1165 | 2 | 10
Valves | 1 | LOT | 471 | 471 | 1.5 | 1.5
|  |  |  | 0 |  | 0
Testing, including fuel oil | 1 | LOT | 1950 | 1950 | 8 | 8
|  |  |  | 0 |  | 0
SUBTOTAL LABOR HOURS: |  |  |  | 0 |  | 56.01 | Hours
Premium Time | 10% |  |  |  |  | 5.6 | Hours
TOTAL LABOR HOURS: | [5 empty] | 61.61 | Hours
Labor Rate | [5 empty] | 90.19 | /Hour
SUBTOTAL: |  |  |  | 17105 |  | 5557 |  | 22662
Subcontractor's Overhead and Profit on
Material and Labor | 20% |  |  | 3421 |  | 1111 |  | 4532
TOTAL ESTIMATED COST: | 4 | SMPT |  | 20526 |  | 6668 |  | 27194

## 091
09 - ELECTRICAL |  |  | MATERIAL/EQUIPMENT |  | LABOR |  | TOTAL | TOTAL
| QUANTITY | UNIT | RATE | TOTAL | HOURS | TOTAL | UNIT RATE | MATERIAL/LABOR
091 - Service and Distribution |  |  | $ | $ |  | $ | $ | $
|  |  |  | 0 |  | 0 | 0 | 0
MAIN DISTRIBUTION PANELS AND SWITCHGEAR
1,600 amp main enclosed disconnect | 1 | EA | 15619 | 15619 | 29 | 29
|  |  |  | 0 |  | 0
Main distribution panel with 1,600 amp bus |  |  |  | 0 |  | 0
and fused switches | 1 | EA | 19212 | 19212 | 32 | 32
|  |  |  | 0 |  | 0
PANELS AND MOTOR CONTROL CENTERS
225 amp, 120/208 volt, 4 wire, 3 phase, |  |  |  | 0 |  | 0
42 circuit MLO subpanel | 2 | EA | 3392 | 6784 | 24 | 48
|  |  |  | 0 |  | 0
100 amp, 120/280 volt, 4 wire, 3 phase, |  |  |  | 0 |  | 0
30 circuit subpanel | 4 | EA | 2280 | 9120 | 16 | 64
CONDUIT AND FEEDERS
|  |  |  | 0 |  | 0
3 1/2" diameter rigid steel conduit and fittings | 20 | LF | 41.78 | 836 | 0.364 | 7.28
|  |  |  | 0 |  | 0
3 1/2" diameter x 90° elbow | 2 | EA | 136 | 272 | 1.905 | 3.81
|  |  |  | 0 |  | 0
2" diameter IMC conduit and fittings | 50 | LF | 14.49 | 725 | 0.16 | 8
|  |  |  | 0 |  | 0
1 1/2" diameter IMC conduit and fittings | 220 | LF | 11.58 | 2548 | 0.133 | 29.26
|  |  |  | 0 |  | 0
1 1/4" diameter IMC conduit and fittings | 250 | LF | 9.22 | 2305 | 0.123 | 30.75
|  |  |  | 0 |  | 0
1" diameter IMC conduit and fittings | 120 | LF | 6.64 | 797 | 0.114 | 13.68
|  |  |  | 0 |  | 0
500 KCMIL copper wire | 150 | LF | 18.47 | 2771 | 0.05 | 7.5
|  |  |  | 0 |  | 0
CONDUIT AND FEEDERS (Continued)
#1/0 THHN copper wire | 400 | LF | 5.12 | 2048 | 0.025 | 10
|  |  |  | 0 |  | 0
#2 THHN copper wire | 1150 | LF | 3.31 | 3807 | 0.018 | 20.7
|  |  |  | 0 |  | 0
#4 THHN copper wire | 1000 | LF | 2 | 2000 | 0.016 | 16
|  |  |  | 0 |  | 0
#4 ground wire (10'0") and connect to building | 2 | EA | 54 | 108 | 1.04 | 2.08
|  |  |  | 0 |  | 0
Test and tag | 1 | LOT | 530 | 530 | 30 | 30
|  |  |  | 0 |  | 0
SUBTOTAL LABOR HOURS: |  |  |  | 0 |  | 352.06 | Hours
Premium Time | 10% |  |  |  |  | 35.21 | Hours
TOTAL LABOR HOURS: | [5 empty] | 387.27 | Hours
Labor Rate | [5 empty] | 95.83 | /Hour
SUBTOTAL: |  |  |  | 69482 |  | 37112 |  | 106594
Subcontractor's Overhead and Profit on
Material and Labor | 20% |  |  | 13896 |  | 7422 |  | 21318
TOTAL ESTIMATED COST: | 1600 | SAMP |  | 83378 |  | 44534 |  | 127912

## 092
09 - ELECTRICAL |  |  | MATERIAL/EQUIPMENT |  | LABOR |  | TOTAL | TOTAL
| QUANTITY | UNIT | RATE | TOTAL | HOURS | TOTAL | UNIT RATE | MATERIAL/LABOR
092 - Lighting |  |  | $ | $ |  | $ | $ | $
|  |  |  | 0 |  | 0 | 0 | 0
LIGHT FIXTURES
2'0"x4'0" LED troffer | 486 | EA | 315 | 153090 | 1.65 | 801.9
0
1'0"x4'0" LED troffer | 120 | EA | 186 | 22320 | 1.2 | 144
|  |  |  | 0 |  | 0
4'0" surface LED wraparound | 12 | EA | 217 | 2604 | 1.2 | 14.4
|  |  |  | 0 |  | 0
6" diameter surface wet location LED
downlight fixture | 42 | EA | 310 | 13020 | 1.3 | 54.6
|  |  |  | 0 |  | 0
LED high bay gym fixture | 30 | EA | 617 | 18510 | 2.1 | 63
|  |  |  | 0 |  | 0
LED exit sign with battery | 20 | EA | 298.45 | 5969 | 1 | 20
|  |  |  | 0 |  | 0
Self-contained dual head emergency light | 6 | EA | 535 | 3210 | 2 | 12
|  |  |  | 0 |  | 0
LED wall pack with cut off optics, building |  |  |  | 0 |  | 0
mounted exterior light fixture | 10 | EA | 659.75 | 6598 | 2 | 20
|  |  |  | 0 |  | 0
Recessed soffit LED fixture with tempered |  |  |  | 0 |  | 0
lens, tamperproof | 6 | EA | 633.6 | 3802 | 1.85 | 11.1
LIGHTING CONTROLS
Lighting control panel | 2 | EA | 2305 | 4610 | 16 | 32
Single switch | 60 | EA | 22 | 1320 | 0.62 | 37.2
|  |  |  | 0 |  | 0
Three-way switch | 8 | EA | 42 | 336 | 1.1 | 8.8
0
LIGHTING CONTROLS (Continued)
Keyed switch | 4 | EA | 72 | 288 | 0.78 | 3.12
|  |  |  | 0 |  | 0
Local lighting control | 16 | EA | 44 | 704 | 1.1 | 17.6
Dual technology occupancy sensor | 26 | EA | 254 | 6604 | 1.6 | 41.6
|  |  |  | 0 |  | 0
Occupancy sensor/switch | 30 | EA | 172.3 | 5169 | 0.62 | 18.6
|  |  |  | 0 |  | 0
Wall switch with built-in motion sensor and | [5 empty] | 0
control switch | 2 | EA | 193.6 | 387 | 1.35 | 2.7
Emergency light connection | 40 | EA | 48 | 1920 | 1 | 40
0
Night light connection | 30 | EA | 17.8 | 534 | 1 | 30
|  |  |  | 0 |  | 0
100 amp, 4 pole electrical contactor | 2 | EA | 1335 | 2670 | 3.685 | 7.37
0
K-1900 photocell/time switch | 2 | EA | 175 | 350 | 0.85 | 1.7
CONDUIT AND WIRING
1" diameter EMT conduit | 2130 | LF | 2.03 | 4324 | 0.07 | 149.1
0
3/4" diameter EMT conduit | 5665 | LF | 1.1 | 6232 | 0.062 | 351.23
|  |  |  | 0 |  | 0
1/2" diameter EMT conduit | 3720 | LF | 0.63 | 2344 | 0.047 | 174.84
0
#6 THHN | 4745 | LF | 1.3 | 6169 | 0.013 | 61.69
|  |  |  | 0 |  | 0
CONDUIT AND WIRING (Continued)
#8 THHN | 11317 | LF | 0.91 | 10298 | 0.01 | 113.17
|  |  |  | 0 |  | 0
#10 THHN | 15353 | LF | 0.64 | 9826 | 0.008 | 122.82
#12 THHN | 26705 | LF | 0.36 | 9614 | 0.007 | 186.94
Test and tag | 1 | LOT | 1650 | 1650 | 50 | 50
|  |  |  | 0 |  | 0
SUBTOTAL LABOR HOURS: |  |  |  | 0 |  | 2591.48 | Hours
Premium Time | 10% |  |  |  |  | 259.15 | Hours
TOTAL LABOR HOURS: | [5 empty] | 2850.63 | Hours
Labor Rate | [5 empty] | 95.83 | /Hour
SUBTOTAL: |  |  |  | 304472 |  | 273176 |  | 577648
Subcontractor's Overhead and Profit on
Material and Labor | 20% |  |  | 60894 |  | 54635 |  | 115529
TOTAL ESTIMATED COST: | 732 | LFXT |  | 365366 |  | 327811 |  | 693177

## 093
09 - ELECTRICAL |  |  | MATERIAL/EQUIPMENT |  | LABOR |  | TOTAL | TOTAL
| QUANTITY | UNIT | RATE | TOTAL | HOURS | TOTAL | UNIT RATE | MATERIAL/LABOR
093 - Power |  |  | $ | $ |  | $ | $ | $
|  |  |  | 0 |  | 0 | 0 | 0
DEVICES AND CONNECTIONS
20 amp duplex outlet | 320 | EA | 14 | 4480 | 0.9 | 288
|  |  |  | 0 |  | 0
GFI duplex outlet | 48 | EA | 21 | 1008 | 1.125 | 54
|  |  |  | 0 |  | 0
Quadraplex floor outlet | 16 | EA | 188 | 3008 | 1.3 | 20.8
|  |  |  | 0 |  | 0
GFI 15 amp duplex outlet, weatherproof | 3 | EA | 53 | 159 | 1.25 | 3.75
|  |  |  | 0 |  | 0
50 amp special outlet | 3 | EA | 58 | 174 | 0.727 | 2.18
|  |  |  | 0 |  | 0 | 0 | 0
30 amp special outlet | 2 | EA | 46 | 92 | 1.125 | 2.25
|  |  |  | 0 |  | 0
Junction box with cover | 29 | EA | 15 | 435 | 0.2 | 5.8
|  |  |  | 0 |  | 0 | 0 | 0
30 HP, 3 phase, 208 volt motor connection | 3 | EA | 350 | 1050 | 5.5 | 16.5
0
10 HP to 7 1/2 HP, 3 phase, 208 volt motor |  |  |  | 0 |  | 0
connection | 2 | EA | 175 | 350 | 2.775 | 5.55
|  |  |  | 0 |  | 0
5 HP to 1 HP, 3 phase, 208 volt motor | [5 empty] | 0
connection | 11 | EA | 110 | 1210 | 1.8 | 19.8
30 HP variable frequency drive | 3 | EA | 7768.35 | 23305 | 34 | 102
10 HP variable frequency drive | 2 | EA | 3321.45 | 6643 | 17 | 34
|  |  |  | 0 |  | 0
Fractional motor connection | 13 | EA | 75 | 975 | 1.75 | 22.75
|  |  |  | 0 |  | 0
DEVICES AND CONNECTIONS (Continued)
Thermal switch | 19 | EA | 54 | 1026 | 0.6 | 11.4
60 amp, 3 pole fused disconnect switch | 4 | EA | 920 | 3680 | 2.46 | 9.84
|  |  |  | 0 |  | 0
Fused disconnect switch, weatherproof | 1 | EA | 550 | 550 | 2.83 | 2.83
|  |  |  | 0 |  | 0
10 HP combination motor starter/disconnect | [5 empty] | 0
switch | 11 | EA | 730 | 8030 | 2.52 | 27.72
CONDUIT AND WIRING
1" diameter EMT conduit | 1250 | LF | 2.03 | 2538 | 0.07 | 87.5
0
3/4" diameter EMT conduit | 3685 | LF | 1.1 | 4054 | 0.062 | 228.47
|  |  |  | 0 |  | 0
1/2" diameter EMT conduit | 2180 | LF | 0.63 | 1373 | 0.047 | 102.46
0
#6 THHN | 4255 | LF | 1.3 | 5532 | 0.013 | 55.32
|  |  |  | 0 |  | 0
#8 THHN | 6912 | LF | 0.91 | 6290 | 0.01 | 69.12
|  |  |  | 0 |  | 0
#10 THHN | 7648 | LF | 0.64 | 4895 | 0.008 | 61.18
|  |  |  | 0 |  | 0
#12 THHN | 16795 | LF | 0.36 | 6046 | 0.007 | 117.57
Test and tag | 1 | LOT | 1650 | 1650 | 50 | 50
|  |  |  | 0 |  | 0
SUBTOTAL LABOR HOURS: |  |  |  | 0 |  | 1400.79 | Hours
Premium Time | 10% |  |  |  |  | 140.08 | Hours
TOTAL LABOR HOURS: | [5 empty] | 1540.87 | Hours
Labor Rate | [5 empty] | 95.83 | /Hour
SUBTOTAL: |  |  |  | 88553 |  | 147662 |  | 236215
Subcontractor's Overhead and Profit on
Material and Labor | 20% |  |  | 17711 |  | 29532 |  | 47243
TOTAL ESTIMATED COST: | 461 | PDEA |  | 106264 |  | 177194 |  | 283458

## 094
09 - ELECTRICAL |  |  | MATERIAL/EQUIPMENT |  | LABOR |  | TOTAL | TOTAL
| QUANTITY | UNIT | RATE | TOTAL | HOURS | TOTAL | UNIT RATE | MATERIAL/LABOR
094 - Special Systems |  |  | $ | $ |  | $ | $ | $
|  |  |  | 0 |  | 0 | 0 | 0
FIRE ALARM SYSTEM |  |  |  | 0 |  | 0 | 0 | 0
|  |  |  | 0 |  | 0 | 0 | 0
16-zone fire alarm control panel, including |  |  |  | 0 |  | 0
standby batteries and charger | 1 | EA | 6750 | 6750 | 22 | 22
|  |  |  | 0 |  | 0 | 0 | 0
Fire alarm graphic annunciator | 1 | EA | 1370 | 1370 | 15 | 15
|  |  |  | 0 |  | 0
Manual pull station (break glass type) | 12 | EA | 97 | 1164 | 1.5 | 18
|  |  |  | 0 |  | 0
Combination horn/strobe | 59 | EA | 180 | 10620 | 1.65 | 97.35
|  |  |  | 0 |  | 0
Combination horn/strobe, weatherproof | 11 | EA | 201 | 2211 | 1.88 | 20.68
Strobe only | 15 | EA | 95 | 1425 | 1.5 | 22.5
0
Magnetic door hold release | 30 | EA | 128 | 3840 | 2 | 60
|  |  |  | 0 |  | 0
Smoke detectors ionization | 78 | EA | 145 | 11310 | 1.25 | 97.5
0
Heat detector | 28 | EA | 111 | 3108 | 0.7 | 19.6
|  |  |  | 0 |  | 0
Duct detector | 6 | EA | 360 | 2160 | 2.45 | 14.7
|  |  |  | 0 |  | 0
Connect to trip circuit | 1 | EA | 115 | 115 | 1.15 | 1.15
|  |  |  | 0 |  | 0
Connect to TTB | 1 | EA | 118 | 118 | 1.15 | 1.15
|  |  |  | 0 |  | 0
Connect to intercom system | 1 | EA | 85 | 85 | 1.15 | 1.15
|  |  |  | 0 |  | 0
Tamper switch and connection | 1 | EA | 275 | 275 | 1.22 | 1.22
FIRE ALARM SYSTEM (Continued)
|  |  |  | 0 |  | 0
Flow switch and connection | 1 | EA | 278 | 278 | 1.22 | 1.22
|  |  |  | 0 |  | 0 | 0 | 0
Junction box | 20 | EA | 15 | 300 | 0.2 | 4
0
1" diameter EMT conduit | 4400 | LF | 2.03 | 8932 | 0.07 | 308
0
Fire alarm wiring | 4400 | LF | 0.8 | 3520 | 0.015 | 66
|  |  |  | 0 |  | 0 | 0 | 0
DATA AND COMMUNICATIONS |  |  |  | 0 |  | 0
|  |  |  | 0 |  | 0
4'0"x8'0"x3/4" AC grade plywood backboard | 576 | SF | 3.28 | 1889 | 0.038 | 21.89
48-pair telecom termination block | 2 | EA | 130 | 260 | 0.43 | 0.86
|  |  |  | 0 |  | 0
Free-standing data equipment rack | 5 | EA | 1750 | 8750 | 4.8 | 24
|  |  |  | 0 |  | 0
Plug strip | 5 | EA | 137 | 685 | 0.72 | 3.6
|  |  |  | 0 |  | 0
48-port patch panel | 13 | EA | 305 | 3965 | 2.14 | 27.82
|  |  |  | 0 |  | 0
Cable management panel | 10 | EA | 310 | 3100 | 2.43 | 24.3
Fiber optic patch panel | 3 | EA | 350 | 1050 | 1.1 | 3.3
|  |  |  | 0 |  | 0
Connection to fire alarm system | 1 | EA | 201 | 201 | 2.5 | 2.5
|  |  |  | 0 |  | 0
Single jack data/telephone outlet | 10 | EA | 25 | 250 | 0.57 | 5.7
DATA AND COMMUNICATIONS (Continued)
|  |  |  | 0 |  | 0
Two-jack data/telephone outlet | 122 | EA | 35 | 4270 | 0.72 | 87.84
|  |  |  | 0 |  | 0 | 0 | 0
Three-jack data/telephone outlet | 1 | EA | 45 | 45 | 0.86 | 0.86
|  |  |  | 0 |  | 0
Four-jack data/telephone outlet | 1 | EA | 60 | 60 | 0.89 | 0.89
|  |  |  | 0 |  | 0
Two-jack data/telephone outlet, floor mounted | 3 | EA | 156 | 468 | 1.5 | 4.5
|  |  |  | 0 |  | 0
Four-jack data/telephone outlet, floor mounted | 4 | EA | 174 | 696 | 2.14 | 8.56
Three-jack data/telephone outlet, ceiling |  |  |  | 0 |  | 0
mounted | 1 | EA | 55 | 55 | 1 | 1
|  |  |  | 0 |  | 0
Wireless access point | 11 | EA | 250 | 2750 | 1.1 | 12.1
Smart board interface | 20 | EA | 1812 | 36240 | 17.7 | 354
|  |  |  | 0 |  | 0
Junction box | 20 | EA | 15 | 300 | 0.2 | 4
|  |  |  | 0 |  | 0
12" cable tray | 450 | LF | 37 | 16650 | 0.112 | 50.4
|  |  |  | 0 |  | 0
4" diameter EMT conduit | 150 | LF | 12.24 | 1836 | 0.2 | 30
|  |  |  | 0 |  | 0
3" diameter EMT conduit | 40 | LF | 9.06 | 362 | 0.16 | 6.4
|  |  |  | 0 |  | 0
1" diameter EMT conduit | 300 | LF | 2.03 | 609 | 0.07 | 21
|  |  |  | 0 |  | 0
3/4" diameter EMT conduit | 1420 | LF | 1.1 | 1562 | 0.062 | 88.04
DATA AND COMMUNICATIONS (Continued)
|  |  |  | 0 |  | 0
Cat 6 cable | 15050 | LF | 1 | 15050 | 0.015 | 225.75
|  |  |  | 0 |  | 0 | 0 | 0
100 pair Cat 3 copper voice backbone | 200 | LF | 20.14 | 4028 | 0.033 | 6.6
|  |  |  | 0 |  | 0
50 pair Cat 3 copper voice backbone | 200 | LF | 12.93 | 2586 | 0.018 | 3.6
|  |  |  | 0 |  | 0
12-strand fiber | 100 | LF | 2.85 | 285 | 0.012 | 1.2
|  |  |  | 0 |  | 0
Single mode fiber | 1000 | LF | 1.9 | 1900 | 0.008 | 8
Ground bar | 1 | EA | 117 | 117 | 0.6 | 0.6
|  |  |  | 0 |  | 0
#2/0 bare copper ground | 250 | LF | 6.48 | 1620 | 0.027 | 6.75
INTERCOM SYSTEM |  |  |  | 0 |  | 0
|  |  |  | 0 |  | 0
Link module | 1 | EA | 1775 | 1775 | 12 | 12
|  |  |  | 0 |  | 0
Power amplifier | 1 | EA | 900 | 900 | 1.5 | 1.5
|  |  |  | 0 |  | 0
Equipment rack | 1 | EA | 1775 | 1775 | 4.8 | 4.8
|  |  |  | 0 |  | 0
Power amplifier | 2 | EA | 1208 | 2416 | 7.7 | 15.4
|  |  |  | 0 |  | 0
AM/FM tuner | 1 | EA | 400 | 400 | 1.5 | 1.5
|  |  |  | 0 |  | 0
CD player | 1 | EA | 300 | 300 | 1.5 | 1.5
INTERCOM SYSTEM (Continued)
|  |  |  | 0 |  | 0
Clock/speaker | 22 | EA | 470 | 10340 | 2.5 | 55
|  |  |  | 0 |  | 0 | 0 | 0
Digital clock | 6 | EA | 200 | 1200 | 0.77 | 4.62
|  |  |  | 0 |  | 0
Speaker | 16 | EA | 145 | 2320 | 0.95 | 15.2
|  |  |  | 0 |  | 0
Speaker, weatherproof | 2 | EA | 245 | 490 | 1.1 | 2.2
|  |  |  | 0 |  | 0
3/4" diameter EMT conduit | 1000 | LF | 1.1 | 1100 | 0.062 | 62
4-pair Cat 3 wire | 1600 | LF | 0.37 | 592 | 0.011 | 17.6
0
25-pair Cat 3 wire | 100 | LF | 1.71 | 171 | 0.014 | 1.4
|  |  |  | 0 |  | 0 | 0 | 0
SECURITY SYSTEM |  |  |  | 0 |  | 0
|  |  |  | 0 |  | 0
12-zone security control panel with keypad, |  |  |  | 0 |  | 0
including stand-by batteries and charger | 1 | EA | 2676 | 2676 | 5.5 | 5.5
0
Headend equipment | 1 | LOT | 5300 | 5300 | 16 | 16
Classroom door lockdown hardware/interface | 35 | EA | 1011 | 35385 | 7 | 245
0
Proximity card reader | 2 | EA | 445 | 890 | 3.75 | 7.5
|  |  |  | 0 |  | 0
Door security contact | 35 | EA | 143 | 5005 | 1.7 | 59.5
|  |  |  | 0 |  | 0
Glass break detector | 30 | EA | 124 | 3720 | 0.9 | 27
SECURITY SYSTEM (Continued)
|  |  |  | 0 |  | 0
Infrared motion detector, long coverage | 9 | EA | 300 | 2700 | 3.75 | 33.75
Connection to fire alarm system | 1 | EA | 116 | 116 | 1.15 | 1.15
|  |  |  | 0 |  | 0
3/4" diameter EMT conduit | 1800 | LF | 1.1 | 1980 | 0.062 | 111.6
0
Cat 6 plenum security wire | 1800 | LF | 1 | 1800 | 0.015 | 27
Cat 6 camera cable | 150 | LF | 1 | 150 | 0.015 | 2.25
DOOR ACCESS SYSTEM (ROUGH-IN ONLY) |  |  |  | 0 |  | 0
|  |  |  | 0 |  | 0
Junction box | 24 | EA | 15 | 360 | 0.2 | 4.8
|  |  |  | 0 |  | 0
Connect new devices to existing POE network |  |  |  | 0 |  | 0
switches | 7 | EA | 50 | 350 | 2.021 | 14.15
|  |  |  | 0 |  | 0
J-hook | 91 | EA | 7 | 637 | 0.094 | 8.55
|  |  |  | 0 |  | 0
3/4" diameter EMT conduit | 310 | LF | 1.1 | 341 | 0.062 | 19.22
|  |  |  | 0 |  | 0
Cat 6E cable | 910 | LF | 1 | 910 | 0.015 | 13.65
|  |  |  | 0 |  | 0
Test system | 1 | LOT | 1795 | 1795 | 6.736 | 6.74
|  |  |  | 0 |  | 0
SET, RESET AND LOCKDOWN FEATURES |  |  |  | 0 |  | 0
|  |  |  | 0 |  | 0
Set, reset and lockdown system interface with |  |  |  | 0 |  | 0
door access system (allowance) | 1 | LOT | 11289 | 11289 | 200 | 200
VIDEO SURVEILLANCE SYSTEM |  |  |  | 0 |  | 0
|  |  |  | 0 |  | 0
Data network switch, VOIP network switches, |  |  |  | 0 |  | 0
VOIP server | 1 | LOT | 11448 | 11448 | 90.9 | 90.9
|  |  |  | 0 |  | 0
CCTV server | 1 | EA | 3710 | 3710 | 12.12 | 12.12
|  |  |  | 0 |  | 0
Video recording and monitoring equipment | 1 | LOT | 7950 | 7950 | 21.82 | 21.82
|  |  |  | 0 |  | 0
Interior ceiling mounted camera | 8 | EA | 800 | 6400 | 3.3 | 26.4
|  |  |  | 0 |  | 0
Exterior camera, weatherproof, heated
enclosure | 6 | EA | 1800 | 10800 | 6.8 | 40.8
|  |  |  | 0 |  | 0
3/4" diameter EMT conduit | 210 | LF | 1.1 | 231 | 0.062 | 13.02
Cat 6 cable | 1500 | LF | 1 | 1500 | 0.013 | 19.5
|  |  |  | 0 |  | 0
6-strand fiber optic cable | 200 | LF | 1.92 | 384 | 0.012 | 2.4
OTHER SPECIAL SYSTEMS
Public Address Systems (Gym and Stage)
Mixer/pre-amplifier | 5 | EA | 1085 | 5425 | 2.1 | 10.5
OTHER SPECIAL SYSTEMS (Continued)
Public Address Systems (Gym and Stage) (Continued)
|  |  |  | 0 |  | 0
Eight channel auto/gate | 3 | EA | 975 | 2925 | 1.55 | 4.65
Equalizer | 3 | EA | 630 | 1890 | 1.55 | 4.65
|  |  |  | 0 |  | 0
Power amp | 1 | EA | 1208 | 1208 | 7.7 | 7.7
Power amp, dual channel | 1 | EA | 1585 | 1585 | 7.8 | 7.8
CD multi-player | 3 | EA | 300 | 900 | 1.5 | 4.5
0
AM/FM tuner | 2 | EA | 400 | 800 | 1.5 | 3
|  |  |  | 0 |  | 0
Speaker | 17 | EA | 145 | 2465 | 0.95 | 16.15
|  |  |  | 0 |  | 0
Wireless receiver | 2 | EA | 785 | 1570 | 2 | 4
|  |  |  | 0 |  | 0
Stand type microphone | 6 | EA | 150 | 900 | 0.78 | 4.68
|  |  |  | 0 |  | 0
Desk top microphone | 2 | EA | 100 | 200 | 0.78 | 1.56
|  |  |  | 0 |  | 0
Wireless microphone | 3 | EA | 175 | 525 | 1.25 | 3.75
|  |  |  | 0 |  | 0
Microphone floor outlet | 4 | EA | 155 | 620 | 1.3 | 5.2
|  |  |  | 0 |  | 0
Microphone stand | 3 | EA | 130 | 390 | 0.18 | 0.54
OTHER SPECIAL SYSTEMS (Continued)
Public Address Systems (Gym and Stage) (Continued)
|  |  |  | 0 |  | 0
Equipment rack | 2 | EA | 1775 | 3550 | 4.8 | 9.6
|  |  |  | 0 |  | 0
Over-voltage protection | 1 | LOT | 487 | 487 | 2 | 2
Microphone cable | 200 | LF | 1.17 | 234 | 0.013 | 2.6
|  |  |  | 0 |  | 0
3/4" diameter EMT conduit | 1200 | LF | 1.1 | 1320 | 0.062 | 74.4
Cat 6 speaker cable | 1800 | LF | 1 | 1800 | 0.015 | 27
Hearing Impaired Audio System |  |  |  | 0 |  | 0
|  |  |  | 0 |  | 0
Master transmitter | 1 | EA | 1115 | 1115 | 2.18 | 2.18
|  |  |  | 0 |  | 0
Slave transmitter | 8 | EA | 990 | 7920 | 1.2 | 9.6
Infrared radiator with wire guard | 2 | EA | 402 | 804 | 3.13 | 6.26
|  |  |  | 0 |  | 0
Stethoscope style receiver | 4 | EA | 186 | 744 | 1.31 | 5.24
Lanyard style receiver | 2 | EA | 186 | 372 | 1.31 | 2.62
|  |  |  | 0 |  | 0
3/4" diameter EMT conduit | 200 | LF | 1.1 | 220 | 0.062 | 12.4
0
Cat 6 wiring | 200 | LF | 1 | 200 | 0.015 | 3
|  |  |  | 0 |  | 0 | 0 | 0
MISCELLANEOUS |  |  |  | 0 |  | 0 | 0 | 0
Test and tag | 1 | LOT | 1000 | 1000 | 50 | 50
|  |  |  | 0 |  | 0
SUBTOTAL LABOR HOURS: |  |  |  | 0 |  | 3317.9 | Hours
Premium Time | 10% |  |  |  |  | 331.79 | Hours
TOTAL LABOR HOURS: | [5 empty] | 3649.69 | Hours
Labor Rate | [5 empty] | 95.83 | /Hour
SUBTOTAL: |  |  |  | 351995 |  | 349750 |  | 701745
Subcontractor's Overhead and Profit on
Material and Labor | 20% |  |  | 70399 |  | 69950 |  | 140349
TOTAL ESTIMATED COST: | 8 | SEPT |  | 422394 |  | 419700 |  | 842094

## 095
09 - ELECTRICAL |  |  | MATERIAL/EQUIPMENT |  | LABOR |  | TOTAL | TOTAL
| QUANTITY | UNIT | RATE | TOTAL | HOURS | TOTAL | UNIT RATE | MATERIAL/LABOR
095 - Other Electrical Systems |  |  | $ | $ |  | $ | $ | $
|  |  |  | 0 |  | 0 | 0 | 0
POWER GENERATION AND DISTRIBUTION |  |  |  | 0 |  | 0 | 0 | 0
|  |  |  | 0 |  | 0 | 0 | 0
150 KW oil-fired emergency diesel generator |  |  |  | 0 |  | 0
including accessories and fuel tank | 1 | EA | 92198 | 92198 | 81.8 | 81.8
|  |  |  | 0 |  | 0
Connection to leak detection system | 1 | EA | 85 | 85 | 1.666 | 1.67
|  |  |  | 0 |  | 0
Connection to level indicator | 1 | EA | 85 | 85 | 1.666 | 1.67
600 amp automatic transfer switch | 1 | EA | 8701.65 | 8702 | 17.7 | 17.7
|  |  |  | 0 |  | 0
600 amp emergency distribution panel | 1 | EA | 11968.2 | 11968 | 18.6 | 18.6
|  |  |  | 0 |  | 0 | 0 | 0
100 amp, 120/208 volt, 30 circuits MLO |  |  |  | 0 |  | 0
emergency panel | 4 | EA | 2280 | 9120 | 16 | 64
225 amp, 120/208 volt, 42 circuits, 4 wire, | [5 empty] | 0
3 phase MLO standby panel | 2 | EA | 3392 | 6784 | 24 | 48
2 1/2" diameter rigid steel conduit with fittings | 15 | LF | 28.07 | 421 | 0.229 | 3.44
2" diameter EMT conduit | 100 | LF | 4.7 | 470 | 0.1 | 10
1 1/4" diameter EMT conduit | 175 | LF | 3.28 | 574 | 0.08 | 14
#2 THHN copper | 350 | LF | 3.31 | 1159 | 0.018 | 6.3
|  |  |  | 0 |  | 0
#1/0 THHN copper | 600 | LF | 5.12 | 3072 | 0.025 | 15
|  |  |  | 0 |  | 0
POWER GENERATION AND DISTRIBUTION (Continued)
#3/0 THHN copper | 350 | LF | 8.2 | 2870 | 0.033 | 11.55
|  |  |  | 0 |  | 0
#4/0 THHN copper | 80 | LF | 10.19 | 815 | 0.037 | 2.96
|  |  |  | 0 |  | 0 | 0 | 0
Test and tag | 1 | LOT | 1650 | 1650 | 20 | 20
|  |  |  | 0 |  | 0
SUBTOTAL LABOR HOURS: |  |  |  | 0 |  | 316.69 | Hours
Premium Time | 10% |  |  |  |  | 31.67 | Hours
TOTAL LABOR HOURS: | [5 empty] | 348.36 | Hours
Labor Rate | [5 empty] | 95.83 | /Hour
SUBTOTAL: |  |  |  | 139973 |  | 33383 |  | 173356
Subcontractor's Overhead and Profit on
Material and Labor | 20% |  |  | 27995 |  | 6677 |  | 34672
TOTAL ESTIMATED COST: | 600 | EAMP |  | 167968 |  | 40060 |  | 208028

## 101
10 - EQUIPMENT AND FURNISHINGS |  |  | MATERIAL/EQUIPMENT |  | LABOR |  | TOTAL | TOTAL
| QUANTITY | UNIT | RATE | TOTAL | HOURS | TOTAL | UNIT RATE | MATERIAL/LABOR
101 - Equipment |  |  | $ | $ |  | $ | $ | $
|  |  |  | 0 |  | 0 | 0 | 0
ATHLETIC EQUIPMENT |  |  |  | 0 |  | 0
|  |  |  | 0 |  | 0
Practice basketball goal, wall mounted
(height adjustable) | 4 | EA | 3590 | 14360 | 16.06 | 64.24
|  |  |  | 0 |  | 0
Retractable basketball goal | 2 | EA | 6640 | 13280 | 21.5 | 43
|  |  |  | 0 |  | 0
Floor markings (subcontractor) | 1 | LOT | 1669 | 1669 | 24 | 24
|  |  |  | 0 |  | 0
Floor insert | 4 | EA | 267.5 | 1070 | 0.6 | 2.4
|  |  |  | 0 |  | 0
Chinning bar | 2 | EA | 465 | 930 | 2.85 | 5.7
|  |  |  | 0 |  | 0
Climbing pegboard | 2 | EA | 700 | 1400 | 2.85 | 5.7
|  |  |  | 0 |  | 0 | 0 | 0
FOOD SERVICE AND KITCHEN EQUIPMENT |  |  |  | 0 |  | 0
|  |  |  | 0 |  | 0
Reach-in refrigerator | 1 | EA | 6908 | 6908 | 1 | 1
|  |  |  | 0 |  | 0
Reach-in freezer | 1 | EA | 5975 | 5975 | 1 | 1
|  |  |  | 0 |  | 0
Commercial convection oven | 1 | EA | 13180 | 13180 | 3 | 3
|  |  |  | 0 |  | 0
Commercial stacked washer and dryer | 1 | EA | 4750 | 4750 | 1.75 | 1.75
|  |  |  | 0 |  | 0
Commercial range with hood | 6 | EA | 10418 | 62508 | 1.75 | 10.5
|  |  |  | 0 |  | 0
Commercial under counter refrigerator | 5 | EA | 2690 | 13450 | 1 | 5
LIBRARY EQUIPMENT
IMC stack | 6 | EA | 1985 | 11910 | 12 | 72
OTHER EQUIPMENT |  |  |  | 0 |  | 0
|  |  |  | 0 |  | 0
Swing arm TV bracket | 20 | EA | 255 | 5100 | 1.22 | 24.4
65" flat panel television | 20 | EA | 1900 | 38000 | 1.15 | 23
|  |  |  | 0 |  | 0 | 0 | 0
TOTAL LABOR HOURS: |  |  |  | 0 |  | 286.69 | Hours
Labor Rate | [5 empty] | 89.17 | /Hour
|  |  |  | 0 |  | 0 | 0 | 0
TOTAL ESTIMATED COST: | 65 | EQEA |  | 194490 |  | 25564 |  | 220054

## 102
10 - EQUIPMENT AND FURNISHINGS |  |  | MATERIAL/EQUIPMENT |  | LABOR |  | TOTAL | TOTAL
| QUANTITY | UNIT | RATE | TOTAL | HOURS | TOTAL | UNIT RATE | MATERIAL/LABOR
102 - Furnishings |  |  | $ | $ |  | $ | $ | $
|  |  |  | 0 |  | 0 | 0 | 0
MATS |  |  |  | 0 |  | 0 | 0 | 0
|  |  |  | 0 |  | 0 | 0 | 0
Rubber entry mat | 200 | SF | 23.85 | 4770 | 0.035 | 7
|  |  |  | 0 |  | 0 | 0 | 0
TOTAL LABOR HOURS: |  |  |  | 0 |  | 7 | Hours
Labor Rate | [5 empty] | 89.17 | /Hour
|  |  |  | 0 |  | 0 | 0 | 0
|  |  |  | 0 |  | 0 | 0 | 0
|  |  |  | 0 |  | 0 | 0 | 0
|  |  |  | 0 |  | 0 | 0 | 0
|  |  |  | 0 |  | 0 | 0 | 0
|  |  |  | 0 |  | 0 | 0 | 0
TOTAL ESTIMATED COST: | 112 | FUEA |  | 4770 |  | 624 |  | 5394

## 111 (hidden)
11 - SPECIAL CONDITIONS |  |  | MATERIAL/EQUIPMENT |  | LABOR |  | TOTAL | TOTAL
| QUANTITY | UNIT | RATE | TOTAL | HOURS | TOTAL | UNIT RATE | MATERIAL/LABOR
111 - Special Construction |  |  | $ | $ |  | $ | $ | $
|  |  |  | 0 |  | 0 | 0 | 0
|  |  |  | 0 |  | 0 | 0 | 0
|  |  |  | 0 |  | 0 | 0 | 0
|  |  |  | 0 |  | 0 | 0 | 0
|  |  |  | 0 |  | 0 | 0 | 0
|  |  |  | 0 |  | 0 | 0 | 0
|  |  |  | 0 |  | 0 | 0 | 0
|  |  |  | 0 |  | 0 | 0 | 0
|  |  |  | 0 |  | 0 | 0 | 0
|  |  |  | 0 |  | 0 | 0 | 0
|  |  |  | 0 |  | 0 | 0 | 0
|  |  |  | 0 |  | 0 | 0 | 0
|  |  |  | 0 |  | 0 | 0 | 0
|  |  |  | 0 |  | 0 | 0 | 0
|  |  |  | 0 |  | 0 | 0 | 0
|  |  |  | 0 |  | 0 | 0 | 0
|  |  |  | 0 |  | 0 | 0 | 0
|  |  |  | 0 |  | 0 | 0 | 0
|  |  |  | 0 |  | 0 | 0 | 0
|  |  |  | 0 |  | 0 | 0 | 0
|  |  |  | 0 |  | 0 | 0 | 0
SUBTOTAL: |  |  |  | 0 |  | 0 |  | 0
Labor Premium Time | 0% |  |  |  |  | 0 |  | 0
|  |  |  | 0 |  | 0 | 0 | 0
|  |  |  | 0 |  | 0 | 0 | 0
|  |  |  | 0 |  | 0 | 0 | 0
|  |  |  | 0 |  | 0 | 0 | 0
|  |  |  | 0 |  | 0 | 0 | 0
|  |  |  | 0 |  | 0 | 0 | 0
TOTAL ESTIMATED COST: |  | SCSF |  | 0 |  | 0 |  | 0

## 112 (hidden)
11 - SPECIAL CONDITIONS |  |  | MATERIAL/EQUIPMENT |  | LABOR |  | TOTAL | TOTAL
| QUANTITY | UNIT | RATE | TOTAL | HOURS | TOTAL | UNIT RATE | MATERIAL/LABOR
112 - Special Demolition |  |  | $ | $ |  | $ | $ | $
|  |  |  | 0 |  | 0 | 0 | 0
|  |  |  | 0 |  | 0 | 0 | 0
|  |  |  | 0 |  | 0 | 0 | 0
|  |  |  | 0 |  | 0 | 0 | 0
|  |  |  | 0 |  | 0 | 0 | 0
|  |  |  | 0 |  | 0 | 0 | 0
|  |  |  | 0 |  | 0 | 0 | 0
|  |  |  | 0 |  | 0 | 0 | 0
|  |  |  | 0 |  | 0 | 0 | 0
|  |  |  | 0 |  | 0 | 0 | 0
|  |  |  | 0 |  | 0 | 0 | 0
|  |  |  | 0 |  | 0 | 0 | 0
|  |  |  | 0 |  | 0 | 0 | 0
|  |  |  | 0 |  | 0 | 0 | 0
|  |  |  | 0 |  | 0 | 0 | 0
|  |  |  | 0 |  | 0 | 0 | 0
|  |  |  | 0 |  | 0 | 0 | 0
|  |  |  | 0 |  | 0 | 0 | 0
|  |  |  | 0 |  | 0 | 0 | 0
|  |  |  | 0 |  | 0 | 0 | 0
|  |  |  | 0 |  | 0 | 0 | 0
SUBTOTAL: |  |  |  | 0 |  | 0 |  | 0
Labor Premium Time | 0% |  |  |  |  | 0 |  | 0
|  |  |  | 0 |  | 0 | 0 | 0
|  |  |  | 0 |  | 0 | 0 | 0
|  |  |  | 0 |  | 0 | 0 | 0
|  |  |  | 0 |  | 0 | 0 | 0
|  |  |  | 0 |  | 0 | 0 | 0
|  |  |  | 0 |  | 0 | 0 | 0
TOTAL ESTIMATED COST: |  | SCSF |  | 0 |  | 0 |  | 0

## 113 (hidden)
11 - SPECIAL CONDITIONS |  |  | MATERIAL/EQUIPMENT |  | LABOR |  | TOTAL | TOTAL
| QUANTITY | UNIT | RATE | TOTAL | HOURS | TOTAL | UNIT RATE | MATERIAL/LABOR
113 - Special Site Conditions |  |  | $ | $ |  | $ | $ | $
|  |  |  | 0 |  | 0 | 0 | 0
|  |  |  | 0 |  | 0 | 0 | 0
|  |  |  | 0 |  | 0 | 0 | 0
|  |  |  | 0 |  | 0 | 0 | 0
|  |  |  | 0 |  | 0 | 0 | 0
|  |  |  | 0 |  | 0 | 0 | 0
|  |  |  | 0 |  | 0 | 0 | 0
|  |  |  | 0 |  | 0 | 0 | 0
|  |  |  | 0 |  | 0 | 0 | 0
|  |  |  | 0 |  | 0 | 0 | 0
|  |  |  | 0 |  | 0 | 0 | 0
|  |  |  | 0 |  | 0 | 0 | 0
|  |  |  | 0 |  | 0 | 0 | 0
|  |  |  | 0 |  | 0 | 0 | 0
|  |  |  | 0 |  | 0 | 0 | 0
|  |  |  | 0 |  | 0 | 0 | 0
|  |  |  | 0 |  | 0 | 0 | 0
|  |  |  | 0 |  | 0 | 0 | 0
|  |  |  | 0 |  | 0 | 0 | 0
|  |  |  | 0 |  | 0 | 0 | 0
|  |  |  | 0 |  | 0 | 0 | 0
SUBTOTAL: |  |  |  | 0 |  | 0 |  | 0
Labor Premium Time | 0% |  |  |  |  | 0 |  | 0
|  |  |  | 0 |  | 0 | 0 | 0
|  |  |  | 0 |  | 0 | 0 | 0
|  |  |  | 0 |  | 0 | 0 | 0
|  |  |  | 0 |  | 0 | 0 | 0
|  |  |  | 0 |  | 0 | 0 | 0
|  |  |  | 0 |  | 0 | 0 | 0
TOTAL ESTIMATED COST: |  | EWCY |  | 0 |  | 0 |  | 0

## 121
12 - GENERAL CONDITIONS |  |  | MATERIAL/EQUIPMENT |  | LABOR |  | TOTAL | TOTAL
| QUANTITY | UNIT | RATE | TOTAL | HOURS | TOTAL | UNIT RATE | MATERIAL/LABOR
121 - Mobilization/Demobilization |  |  | $ | $ |  | $ | $ | $
|  |  |  | 0 |  | 0 | 0 | 0
Mobilization (temporary facilities) | 1 | LOT | 4875 | 4875 | 100 | 100
|  |  |  | 0 |  | 0
Construction fence | 500 | LF | 12 | 6000 | 0.185 | 92.5
Incidental freight | 50 | TONS | 1000 | 50000 | 0.75 | 37.5
Final clean-up and demobilize | 1 | LOT | 3000 | 3000 | 100 | 100
|  |  |  | 0 |  | 0 | 0 | 0
TOTAL LABOR HOURS: |  |  |  | 0 |  | 330 | Hours
Labor Rate | [5 empty] | 85.47 | /Hour
|  |  |  | 0 |  | 0 | 0 | 0
|  |  |  | 0 |  | 0 | 0 | 0
|  |  |  | 0 |  | 0 | 0 | 0
|  |  |  | 0 |  | 0 | 0 | 0
|  |  |  | 0 |  | 0 | 0 | 0
|  |  |  | 0 |  | 0 | 0 | 0
|  |  |  | 0 |  | 0 | 0 | 0
|  |  |  | 0 |  | 0 | 0 | 0
|  |  |  | 0 |  | 0 | 0 | 0
|  |  |  | 0 |  | 0 | 0 | 0
|  |  |  | 0 |  | 0 | 0 | 0
|  |  |  | 0 |  | 0 | 0 | 0
|  |  |  | 0 |  | 0 | 0 | 0
|  |  |  | 0 |  | 0 | 0 | 0
TOTAL ESTIMATED COST: | 50 | TONS |  | 63875 |  | 28205 |  | 92080

## 122
12 - GENERAL CONDITIONS |  |  | MATERIAL/EQUIPMENT |  | LABOR |  | TOTAL | TOTAL
| QUANTITY | UNIT | RATE | TOTAL | HOURS | TOTAL | UNIT RATE | MATERIAL/LABOR
122 - Site Staff |  |  | $ | $ |  | $ | $ | $
|  |  |  | 0 |  | 0 | 0 | 0
Project manager | [7 empty] | Included in Mark-Up
[6 empty] | 0 | 0 | 0
Superintendent | 14 | MOS |  | 0 | 14400 | 201600 | 14400 | 201600
Engineer | 300 | HRS |  | 0 | 165 | 49500 | 165 | 49500
Scheduler and estimator | 12 | MOS |  | 0 | 5000 | 60000 | 5000 | 60000
|  |  |  | 0 |  | 0 | 0
Expediting | 1000 | HRS | 25 | 25000 | 66 | 66000 | 91 | 91000
[6 empty] | 0 | 0 | 0
Quality control | 1000 | HRS |  |  | 85 | 85000 | 85 | 85000
|  |  |  | 0 |  | 0 | 0
Site staff/clerk | 12 | MOS |  | 0 | 3750 | 45000 | 3750 | 45000
|  |  |  | 0 |  | 0 | 0 | 0
|  |  |  | 0 |  | 0 | 0 | 0
|  |  |  | 0 |  | 0 | 0 | 0
|  |  |  | 0 |  | 0 | 0 | 0
|  |  |  | 0 |  | 0 | 0 | 0
|  |  |  | 0 |  | 0 | 0 | 0
|  |  |  | 0 |  | 0 | 0 | 0
|  |  |  | 0 |  | 0 | 0 | 0
TOTAL ESTIMATED COST: | 14 | MOS |  | 25000 |  | 507100 |  | 532100

## 123
12 - GENERAL CONDITIONS |  |  | MATERIAL/EQUIPMENT |  | LABOR |  | TOTAL | TOTAL
| QUANTITY | UNIT | RATE | TOTAL | HOURS | TOTAL | UNIT RATE | MATERIAL/LABOR
123 - Temporary Construction |  |  | $ | $ |  | $ | $ | $
|  |  |  | 0 |  | 0 | 0 | 0
Site office and temporary facilities | 14 | MOS | 1700 | 23800 | 25 | 350
|  |  |  | 0 |  | 0 | 0 | 0
Utilities, lighting, power and communications | 14 | MOS | 4685 | 65590 | 10 | 140
|  |  |  | 0 |  | 0 | 0 | 0
Protection building/barriers | 1 | LOT | 2250 | 2250 | 135 | 135
|  |  |  | 0 |  | 0 | 0 | 0
TOTAL LABOR HOURS: |  |  |  | 0 |  | 625 | Hours
Labor Rate | [5 empty] | 85.47 | /Hour
|  |  |  | 0 |  | 0 | 0 | 0
|  |  |  | 0 |  | 0 | 0 | 0
|  |  |  | 0 |  | 0 | 0 | 0
|  |  |  | 0 |  | 0 | 0 | 0
|  |  |  | 0 |  | 0 | 0 | 0
|  |  |  | 0 |  | 0 | 0 | 0
|  |  |  | 0 |  | 0 | 0 | 0
|  |  |  | 0 |  | 0 | 0 | 0
|  |  |  | 0 |  | 0 | 0 | 0
|  |  |  | 0 |  | 0 | 0 | 0
|  |  |  | 0 |  | 0 | 0 | 0
|  |  |  | 0 |  | 0 | 0 | 0
|  |  |  | 0 |  | 0 | 0 | 0
|  |  |  | 0 |  | 0 | 0 | 0
TOTAL ESTIMATED COST: | 14 | MOS |  | 91640 |  | 53419 |  | 145059

## 124
12 - GENERAL CONDITIONS |  |  | MATERIAL/EQUIPMENT |  | LABOR |  | TOTAL | TOTAL
| QUANTITY | UNIT | RATE | TOTAL | HOURS | TOTAL | UNIT RATE | MATERIAL/LABOR
124 - Equipment and Tools |  |  | $ | $ |  | $ | $ | $
|  |  |  | 0 |  | 0 | 0 | 0
Equipment, including part-time mechanic | 14 | MOS | 5500 | 77000 | 50 | 700
|  |  |  | 0 |  | 0
Tools, consumables, scaffolding, etc. | 14 | MOS | 1755 | 24570 | 5 | 70
|  |  |  | 0 |  | 0 | 0 | 0
Fuel for equipment | 14 | MOS | 1450 | 20300 | 0 | 0
|  |  |  | 0 |  | 0 | 0 | 0
TOTAL LABOR HOURS: |  |  |  | 0 |  | 770 | Hours
Labor Rate | [5 empty] | 85.47 | /Hour
|  |  |  | 0 |  | 0 | 0 | 0
|  |  |  | 0 |  | 0 | 0 | 0
|  |  |  | 0 |  | 0 | 0 | 0
|  |  |  | 0 |  | 0 | 0 | 0
|  |  |  | 0 |  | 0 | 0 | 0
|  |  |  | 0 |  | 0 | 0 | 0
|  |  |  | 0 |  | 0 | 0 | 0
|  |  |  | 0 |  | 0 | 0 | 0
|  |  |  | 0 |  | 0 | 0 | 0
|  |  |  | 0 |  | 0 | 0 | 0
|  |  |  | 0 |  | 0 | 0 | 0
|  |  |  | 0 |  | 0 | 0 | 0
|  |  |  | 0 |  | 0 | 0 | 0
|  |  |  | 0 |  | 0 | 0 | 0
|  |  |  | 0 |  | 0 | 0 | 0
|  |  |  | 0 |  | 0 | 0 | 0
TOTAL ESTIMATED COST: | 14 | MOS |  | 121870 |  | 65812 |  | 187682

## 125
12 - GENERAL CONDITIONS |  |  | MATERIAL/EQUIPMENT |  | LABOR |  | TOTAL | TOTAL
| QUANTITY | UNIT | RATE | TOTAL | HOURS | TOTAL | UNIT RATE | MATERIAL/LABOR
125 - Miscellaneous |  |  | $ | $ |  | $ | $ | $
|  |  |  | 0 |  | 0 | 0 | 0
Cleaning site/snow removal | 14 | MOS | 500 | 7000 | 22 | 308
|  |  |  | 0 |  | 0
Weather protection | 8 | MOS | 750 | 6000 | 20 | 160
|  |  |  | 0 |  | 0 | 0 | 0
Testing, submittals, as-builts | 1 | LOT | 27500 | 27500 | 0 | 0
|  |  |  | 0 |  | 0
Labor contract filing fee | 1 | LOT | 5000 | 5000 | 0 | 0
|  |  |  | 0 |  | 0 | 0 | 0
Remove construction debris | 14 | MOS | 750 | 10500 | 10 | 140
|  |  |  | 0 |  | 0 | 0 | 0
Printing, photographs, videos | 1 | LOT | 1500 | 1500 | 0 | 0
Permits |  |  |  |  | 0 |  |  | By Owner
Plan check and inspection fees | 1 | LOT | 7500 | 7500 | 0 | 0
|  |  |  | 0 |  | 0 | 0 | 0
Shop and as-built drawings | 1 | LOT | 21000 | 21000 |  | 0
|  |  |  | 0 |  | 0 | 0 | 0
TOTAL LABOR HOURS: |  |  |  | 0 |  | 608 | Hours
Labor Rate | [5 empty] | 85.47 | /Hour
|  |  |  | 0 |  | 0 | 0 | 0
|  |  |  | 0 |  | 0 | 0 | 0
|  |  |  | 0 |  | 0 | 0 | 0
|  |  |  | 0 |  | 0 | 0 | 0
|  |  |  | 0 |  | 0 | 0 | 0
|  |  |  | 0 |  | 0 | 0 | 0
TOTAL ESTIMATED COST: | 14 | MOS |  | 86000 |  | 51966 |  | 137966

## 126 (hidden)
12 - GENERAL CONDITIONS |  |  | MATERIAL/EQUIPMENT |  | LABOR |  | TOTAL | TOTAL
| QUANTITY | UNIT | RATE | TOTAL | HOURS | TOTAL | UNIT RATE | MATERIAL/LABOR
126 - Labor Employment Costs |  |  | $ | $ |  | $ | $ | $
|  |  |  | 0 |  | 0 | 0 | 0
|  |  |  | 0 |  | 0 | 0 | 0
|  |  |  | 0 |  | 0 | 0 | 0
|  |  |  | 0 |  | 0 | 0 | 0
|  |  |  | 0 |  | 0 | 0 | 0
|  |  |  | 0 |  | 0 | 0 | 0
|  |  |  | 0 |  | 0 | 0 | 0
|  |  |  | 0 |  | 0 | 0 | 0
|  |  |  | 0 |  | 0 | 0 | 0
|  |  |  | 0 |  | 0 | 0 | 0
|  |  |  | 0 |  | 0 | 0 | 0
|  |  |  | 0 |  | 0 | 0 | 0
|  |  |  | 0 |  | 0 | 0 | 0
|  |  |  | 0 |  | 0 | 0 | 0
|  |  |  | 0 |  | 0 | 0 | 0
|  |  |  | 0 |  | 0 | 0 | 0
|  |  |  | 0 |  | 0 | 0 | 0
|  |  |  | 0 |  | 0 | 0 | 0
|  |  |  | 0 |  | 0 | 0 | 0
|  |  |  | 0 |  | 0 | 0 | 0
|  |  |  | 0 |  | 0 | 0 | 0
|  |  |  | 0 |  | 0 | 0 | 0
|  |  |  | 0 |  | 0 | 0 | 0
|  |  |  | 0 |  | 0 | 0 | 0
|  |  |  | 0 |  | 0 | 0 | 0
|  |  |  | 0 |  | 0 | 0 | 0
TOTAL ESTIMATED COST: | 0 | DAYS |  | 0 |  | 0 |  | 0

## 127
12 - GENERAL CONDITIONS |  |  | MATERIAL/EQUIPMENT |  | LABOR |  | TOTAL | TOTAL
| QUANTITY | UNIT | RATE | TOTAL | HOURS | TOTAL | UNIT RATE | MATERIAL/LABOR
127 - Mark-Ups |  |  | $ | $ |  | $ | $ | $
|  |  |  | 0 |  | 0 | 0 | 0
Home office | 3.5% | [6 empty] | 762362 | 21781764
Contractor's mark-up | 9% | [6 empty] | 2028971
Bonds and insurances | 2.45% | [6 empty] | 602041
TOTAL ESTIMATED COST: | 14.95% | MU% | [5 empty] | 3393374

## 131
13 - CONTINGENCIES |  |  | MATERIAL/EQUIPMENT |  | LABOR |  | TOTAL | TOTAL
| QUANTITY | UNIT | RATE | TOTAL | HOURS | TOTAL | UNIT RATE | MATERIAL/LABOR
131 - Estimate Contingency |  |  | $ | $ |  | $ | $ | $
|  |  |  | 0 |  | 0 | 0 | 0
The estimator's allowance for architectural and
engineering requirements that are not apparent
at an early level of design documentation | 10% | [6 empty] | 2517514 | 25175138
[7 empty] | 0 | 0
0
TOTAL ESTIMATED COST: | 10% | EST |  | 0 |  | 0 |  | 2517514

## 132
13 - CONTINGENCIES |  |  | MATERIAL/EQUIPMENT |  | LABOR |  | TOTAL | TOTAL
| QUANTITY | UNIT | RATE | TOTAL | HOURS | TOTAL | UNIT RATE | MATERIAL/LABOR
131 - Escalation Contingency |  |  | $ | $ |  | $ | $ | $
|  |  |  | 0 |  | 0 | 0 | 0
The allowance for escalation from the date of
estimate to the proposed bid date at the rate
of 4% per annum | [7 empty] | N/A | 27692652
[7 empty] | 0 | 0
0
TOTAL ESTIMATED COST: | 0% | ESC |  | 0 |  | 0 |  | 0

## Labor Rates
APRIL 2026 LABOR RATES
TAXES AND INSURANCE BREAKDOWN
| FICA and Medicare | 7.65%
| FUTA | 0.6%
| ESC | 1.5%
| SUBTOTAL: | 9.75%
Plus Workers' Comp
| CARPENTER (S0301) | [5 empty] | SITE WORK
| Workers' Comp. | 6.28% |  |  |  |  | Equipment Operator (A1601) | 96.83
| Base Hourly Rate |  | 52.54 |  |  |  | Laborer (S1202) | 85.47
| Taxes and Insurance | 16.03% | 8.42 |  |  |  | Carpenter (S0301) | 89.17
| Fringes |  | 28.21
/ 3
| TOTAL RATE: |  | 89.17 | /Hour
[8 empty] | 90.49 | /Hour
| LABORER (S1202) |  |  |  | Combine
| Workers' Comp. | 6.11% |  |  | 87.33 | /Hour
| Base Hourly Rate |  | 43.25
| Taxes and Insurance | 15.86% | 6.86
| Fringes |  | 35.36
| TOTAL RATE: |  | 85.47 | /Hour
| ROOFING (A1701) |  |  |  | FINISHES (PAINTERS) (S1301)
| Workers' Comp. | 17.05% |  |  | Workers' Comp. |  | 5.59%
| Base Hourly Rate |  | 52.07 |  | Base Hourly Rate |  |  | 37.29
| Taxes and Insurance | 26.8% | 13.95 |  | Taxes and Insurance |  | 15.34% | 5.72
| Fringes |  | 20.31 |  | Fringes |  |  | 30.3
| TOTAL RATE: |  | 86.33 | /Hour | TOTAL RATE: |  |  | 73.31 | /Hour
| PLUMBER (S1501) |  |  |  | IRON WORKERS (A1101)
| Workers' Comp. | 3.83% |  |  | Workers' Comp. |  | 12.01%
| Base Hourly Rate |  | 50 |  | Base Hourly Rate |  |  | 48.48
| Taxes and Insurance | 13.58% | 6.79 |  | Taxes and Insurance |  | 21.76% | 10.55
| Fringes |  | 33.4 |  | Fringes |  |  | 38.18
| TOTAL RATE: |  | 90.19 | /Hour | TOTAL RATE: |  |  | 97.21 | /Hour
| ELECTRICIAN (A0702) |  |  |  | POWER EQUIPMENT OPERATORS (A1601)
| Workers' Comp. | 2.37% |  |  | Workers' Comp. |  | 8.86%
| Base Hourly Rate |  | 57.44 |  | Base Hourly Rate |  |  | 55.75
| Taxes and Insurance | 12.12% | 6.96 |  | Taxes and Insurance |  | 18.61% | 10.38
| Fringes |  | 31.43 |  | Fringes |  |  | 30.7
| TOTAL RATE: |  | 95.83 | /Hour | TOTAL RATE: |  |  | 96.83 | /Hour
ELEVATOR MECHANIC (A0803)
| Workers' Comp. | 2.01%
| Base Hourly Rate |  | 74.44
| Taxes and Insurance | 11.76% | 8.75
| Fringes |  | 49.15
| TOTAL RATE: |  | 132.34 | /Hour
DEMOLITION LABORER (S1201)
| Workers' Comp. | 20.1%
| Base Hourly Rate |  | 42.25
| Taxes and Insurance | 29.85% | 12.61
| Fringes |  | 35.36
| TOTAL RATE: |  | 90.22 | /Hour
HAZARDOUS MATERIAL HANDLER (S0902)
| Workers' Comp. | 20.1%
| Base Hourly Rate |  | 45.85
| Taxes and Insurance | 29.85% | 13.69
| Fringes |  | 22.1
| TOTAL RATE: |  | 81.64 | /Hour